## Moorings
Ref Des | Serial Number | Deployment Number | Anchor Launch Date | Anchor Launch Time | Recover Date | Latitude | Longitude | Water Depth | Cruise Number | Notes
CP03ISSM | CP03ISSM-00002 | 2 | 2015-05-09 | 0:57 |  | 40°21.5667'N | 70°53.1167'W | 97 | AT-27 | Buoy went adrift and was recovered

## Asset_Cal_Info
Ref Des | Mooring Serial Number | Deployment Number | Sensor Serial Number | Calibration Cofficient Name | Calibration Cofficient Value | Notes
CP03ISSM-SBD11-01-MOPAK0000 | CP03ISSM-00002 | 2 | CP03ISSM-00001-MOPAK |  |  | This is a bogus serial number; no Calibration Coefficient
CP03ISSM-SBD11-02-HYDGN0000 | CP03ISSM-00002 | 2 | CP03ISSM-00001-SBD11-02-HYDGN0000
CP03ISSM-SBD11-06-METBKA000 | CP03ISSM-00002 | 2 | TBD | CC_lat | 40.3594 | S/N to be determined after recovery
CP03ISSM-SBD11-06-METBKA000 | CP03ISSM-00002 | 2 | TBD | CC_lon | -70.8853 | S/N to be determined after recovery
CP03ISSM-SBD11-06-METBKA000 | CP03ISSM-00002 | 2 | TBD | CC_depth_of_conductivity_and_temperature_measurements_m | 1.0668 | S/N to be determined after recovery
CP03ISSM-SBD11-06-METBKA000 | CP03ISSM-00002 | 2 | TBD | CC_height_of_air_humidity_measurement_m | 4.2926 | S/N to be determined after recovery
CP03ISSM-SBD11-06-METBKA000 | CP03ISSM-00002 | 2 | TBD | CC_height_of_air_temperature_measurement_m | 4.2926 | S/N to be determined after recovery
CP03ISSM-SBD11-06-METBKA000 | CP03ISSM-00002 | 2 | TBD | CC_height_of_windspeed_sensor_above_sealevel_m | 4.7498 | S/N to be determined after recovery
CP03ISSM-SBD11-06-METBKA000 | CP03ISSM-00002 | 2 | TBD | CC_jcool | 1 | Constant
CP03ISSM-SBD11-06-METBKA000 | CP03ISSM-00002 | 2 | TBD | CC_jwarm | 1 | Constant
CP03ISSM-SBD11-06-METBKA000 | CP03ISSM-00002 | 2 | TBD | CC_zinvpbl | 600 | Constant
CP03ISSM-SBD12-03-HYDGN0000 | CP03ISSM-00002 | 2 | CP03ISSM-00001-SBD12-03-HYDGN0000
CP03ISSM-SBD12-04-PCO2AA000 | CP03ISSM-00002 | 2 | 34-231-50A |  |  | No Calibration Coefficient
CP03ISSM-RID26-04-VELPTA000 | CP03ISSM-00002 | 2 | AQD 12203 | CC_lat | 40.3594
CP03ISSM-RID26-04-VELPTA000 | CP03ISSM-00002 | 2 | AQD 12203 | CC_lon | -70.8853
CP03ISSM-MFD35-04-VELPTA000 | CP03ISSM-00002 | 2 | AQD 12234 | CC_lat | 40.3594
CP03ISSM-MFD35-04-VELPTA000 | CP03ISSM-00002 | 2 | AQD 12234 | CC_lon | -70.8853
CP03ISSM-RID26-06-PHSEND000 | CP03ISSM-00002 | 2 | P0100 | CC_ea434 | 17533
CP03ISSM-RID26-06-PHSEND000 | CP03ISSM-00002 | 2 | P0100 | CC_ea578 | 101
CP03ISSM-RID26-06-PHSEND000 | CP03ISSM-00002 | 2 | P0100 | CC_eb434 | 2229
CP03ISSM-RID26-06-PHSEND000 | CP03ISSM-00002 | 2 | P0100 | CC_eb578 | 38502
CP03ISSM-RID26-06-PHSEND000 | CP03ISSM-00002 | 2 | P0100 | CC_ind_off | 0
CP03ISSM-RID26-06-PHSEND000 | CP03ISSM-00002 | 2 | P0100 | CC_ind_slp | 1
CP03ISSM-RID26-06-PHSEND000 | CP03ISSM-00002 | 2 | P0100 | CC_psal | 35 | Constant
CP03ISSM-MFD35-06-PHSEND000 | CP03ISSM-00002 | 2 | P0095 | CC_ea434 | 17533
CP03ISSM-MFD35-06-PHSEND000 | CP03ISSM-00002 | 2 | P0095 | CC_ea578 | 101
CP03ISSM-MFD35-06-PHSEND000 | CP03ISSM-00002 | 2 | P0095 | CC_eb434 | 2229
CP03ISSM-MFD35-06-PHSEND000 | CP03ISSM-00002 | 2 | P0095 | CC_eb578 | 38502
CP03ISSM-MFD35-06-PHSEND000 | CP03ISSM-00002 | 2 | P0095 | CC_ind_off | 0
CP03ISSM-MFD35-06-PHSEND000 | CP03ISSM-00002 | 2 | P0095 | CC_ind_slp | 1
CP03ISSM-MFD35-06-PHSEND000 | CP03ISSM-00002 | 2 | P0095 | CC_psal | 35 | Constant
CP03ISSM-RID27-01-OPTAAD000 | CP03ISSM-00002 | 2 | ACS193 | CC_cwlngth | 400.50000000, 404.30000000, 407.50000000, 411.00000000, 414.20000000, 417.80000000, 421.70000000, 426.00000000, 429.50000000, 433.30000000, 437.10000000, 441.40000000, 445.50000000, 449.90000000, 454.10000000, 458.30000000, 462.40000000, 466.60000000, 471.00000000, 475.50000000, 480.40000000, 484.80000000, 489.00000000, 493.40000000, 497.70000000, 502.10000000, 506.60000000, 511.40000000, 515.90000000, 520.60000000, 525.30000000, 529.60000000, 533.50000000, 537.80000000, 542.50000000, 546.80000000, 551.10000000, 555.50000000, 560.10000000, 564.40000000, 569.00000000, 572.70000000, 576.40000000, 580.70000000, 584.20000000, 588.10000000, 592.30000000, 596.90000000, 601.60000000, 605.80000000, 610.50000000, 615.20000000, 619.40000000, 623.70000000, 628.00000000, 632.40000000, 637.00000000, 641.00000000, 645.50000000, 649.60000000, 654.20000000, 658.80000000, 662.90000000, 667.30000000, 671.80000000, 675.90000000, 679.90000000, 683.80000000, 687.70000000, 691.80000000, 695.50000000, 699.20000000, 703.30000000, 706.70000000, 710.70000000, 714.40000000, 717.70000000, 721.10000000, 724.80000000, 728.30000000, 731.80000000]
CP03ISSM-RID27-01-OPTAAD000 | CP03ISSM-00002 | 2 | ACS193 | CC_ccwo | [ -1.54370200, -1.43207800, -1.33286500, -1.23527700, -1.14013000, -1.05243400, -0.97061600, -0.89900400, -0.83015700, -0.75734700, -0.69755900, -0.63348500, -0.57135400, -0.52032400, -0.46781800, -0.42044200, -0.37597500, -0.32914600, -0.28818800, -0.24618300, -0.20568100, -0.16960600, -0.13326100, -0.09730200, -0.06473800, -0.03378200, -0.00350300, 0.02328800, 0.05022800, 0.07581800, 0.10025700, 0.12624700, 0.14723700, 0.16678600, 0.19074400, 0.21501700, 0.23466300, 0.25602000, 0.27446200, 0.29318800, 0.30812100, 0.32310200, 0.33471400, 0.33781800, 0.33187500, 0.33776300, 0.32776400, 0.31338800, 0.29803600, 0.29506300, 0.30067500, 0.31002900, 0.32183500, 0.33068400, 0.33859400, 0.34573700, 0.35703700, 0.36467700, 0.36626300, 0.36486900, 0.36186400, 0.35814100, 0.35738100, 0.36030200, 0.36437300, 0.36692100, 0.36618100, 0.35845700, 0.34429100, 0.32113000, 0.28608600, 0.24171100, 0.18092000, 0.10215800, 0.00221000, -0.12356900, -0.27026800, -0.44366700, -0.64941900, -0.88101100, -1.09546700]
CP03ISSM-RID27-01-OPTAAD000 | CP03ISSM-00002 | 2 | ACS193 | CC_tcal | 19.5
CP03ISSM-RID27-01-OPTAAD000 | CP03ISSM-00002 | 2 | ACS193 | CC_tbins | [ 0.89295100, 1.36738400, 2.45582400, 3.46892900, 4.47659100, 5.49058800, 6.50689700, 7.49791700, 8.50166700, 9.51260900, 10.50125000, 11.51954500, 12.51217400, 13.50833300, 14.51480000, 15.49173900, 16.51107100, 17.55415100, 18.51395900, 19.44304800, 20.46048400, 21.47041700, 22.48297300, 23.48187500, 24.49500000, 25.47750000, 26.53823500, 27.47833300, 28.48272700, 29.49666700, 30.49185200, 31.48307700, 32.50280000, 33.50739100, 34.49521700, 35.50652200, 36.07000000]
CP03ISSM-RID27-01-OPTAAD000 | CP03ISSM-00002 | 2 | ACS193 | CC_awlngth | [399.10000000, 402.30000000, 405.70000000, 408.90000000, 412.10000000, 415.80000000, 419.60000000, 423.70000000, 427.80000000, 431.50000000, 435.00000000, 438.90000000, 443.20000000, 447.40000000, 452.00000000, 456.20000000, 460.30000000, 464.50000000, 468.70000000, 473.40000000, 478.00000000, 482.70000000, 486.90000000, 491.30000000, 495.60000000, 499.80000000, 504.50000000, 508.80000000, 513.70000000, 518.50000000, 523.00000000, 527.50000000, 531.80000000, 535.80000000, 540.30000000, 544.90000000, 549.00000000, 553.40000000, 557.90000000, 562.50000000, 566.90000000, 571.00000000, 574.90000000, 579.00000000, 582.70000000, 588.00000000, 592.30000000, 596.90000000, 601.30000000, 605.60000000, 610.30000000, 615.20000000, 619.40000000, 623.70000000, 628.00000000, 632.50000000, 637.00000000, 641.00000000, 645.50000000, 649.80000000, 654.20000000, 659.00000000, 663.20000000, 667.50000000, 671.90000000, 676.20000000, 680.10000000, 684.20000000, 688.40000000, 692.00000000, 695.80000000, 699.60000000, 703.40000000, 707.10000000, 710.80000000, 714.70000000, 718.50000000, 721.70000000, 725.60000000, 728.90000000, 731.90000000]
CP03ISSM-RID27-01-OPTAAD000 | CP03ISSM-00002 | 2 | ACS193 | CC_acwo | [ -2.27457100, -1.89011000, -1.60570600, -1.41537400, -1.30697600, -1.25294100, -1.22765100, -1.21757400, -1.21217100, -1.20821700, -1.20583900, -1.19734500, -1.18984300, -1.17811900, -1.16417000, -1.15020200, -1.13195400, -1.11304800, -1.09459800, -1.07298300, -1.05233500, -1.02973400, -1.00769100, -0.98482700, -0.96189400, -0.93965200, -0.91777500, -0.89657100, -0.87376800, -0.84979100, -0.82427700, -0.79898500, -0.77327800, -0.74784000, -0.72190600, -0.69752300, -0.67383700, -0.64966800, -0.62540000, -0.60205500, -0.57968000, -0.55992500, -0.54362200, -0.53083000, -0.52040800, -0.51065500, -0.51325600, -0.51990200, -0.52379400, -0.51865500, -0.50469700, -0.48705400, -0.46850900, -0.45011500, -0.43172900, -0.41365500, -0.39713200, -0.38251400, -0.37006900, -0.36125000, -0.35577300, -0.35056500, -0.34231700, -0.33112200, -0.31943500, -0.31029200, -0.30517300, -0.30599200, -0.31453800, -0.33250500, -0.36084400, -0.40232300, -0.45974400, -0.53567600, -0.63586600, -0.75967400, -0.90772100, -1.08409200, -1.29061600, -1.51693500, -1.73907000]
CP03ISSM-RID27-01-OPTAAD000 | CP03ISSM-00002 | 2 | ACS193 | CC_taarray | SheetRef:ACS193_CC_taarray
CP03ISSM-RID27-01-OPTAAD000 | CP03ISSM-00002 | 2 | ACS193 | CC_tcarray | SheetRef:ACS193_CC_tcarray
CP03ISSM-MFD37-01-OPTAAD000 | CP03ISSM-00002 | 2 | ACS130 | CC_cwlngth | [399.80000000, 404.40000000, 408.90000000, 412.80000000, 417.30000000, 422.20000000, 427.20000000, 431.80000000, 436.30000000, 441.00000000, 445.80000000, 451.10000000, 455.90000000, 460.60000000, 465.40000000, 470.30000000, 476.10000000, 481.00000000, 486.00000000, 490.70000000, 495.30000000, 500.00000000, 505.20000000, 510.20000000, 515.80000000, 520.80000000, 526.00000000, 530.40000000, 535.40000000, 539.90000000, 545.00000000, 549.70000000, 555.00000000, 559.80000000, 564.90000000, 569.30000000, 573.70000000, 578.00000000, 582.00000000, 586.40000000, 590.80000000, 595.20000000, 599.90000000, 604.50000000, 609.20000000, 613.90000000, 618.50000000, 623.00000000, 627.40000000, 631.90000000, 636.20000000, 640.70000000, 645.00000000, 649.60000000, 654.20000000, 658.60000000, 663.20000000, 667.70000000, 672.10000000, 676.30000000, 680.40000000, 684.50000000, 688.40000000, 692.30000000, 696.00000000, 699.70000000, 703.40000000, 707.10000000, 710.50000000, 713.90000000, 717.30000000, 720.80000000, 724.00000000, 727.20000000, 730.00000000, 733.20000000, 736.20000000, 739.20000000, 741.60000000, 744.60000000, 747.00000000, 749.00000000, 751.10000000]
CP03ISSM-MFD37-01-OPTAAD000 | CP03ISSM-00002 | 2 | ACS130 | CC_ccwo | [ -0.42144700, -0.30622500, -0.20646400, -0.12015900, -0.04235400, 0.02103000, 0.08056200, 0.13598300, 0.18556500, 0.23413200, 0.27544500, 0.31427200, 0.35085200, 0.38092400, 0.40647000, 0.43943700, 0.46680900, 0.49188300, 0.51640700, 0.53969900, 0.56177300, 0.57830400, 0.59669600, 0.61216700, 0.62663500, 0.64085300, 0.65463200, 0.66824800, 0.68078900, 0.69176600, 0.70429300, 0.71714200, 0.72836800, 0.73928200, 0.74864400, 0.75575200, 0.76046300, 0.76068400, 0.75836800, 0.74688300, 0.72850100, 0.71229400, 0.69131300, 0.67422400, 0.66555200, 0.66520200, 0.66747700, 0.66984600, 0.67248200, 0.67382800, 0.67579600, 0.67573200, 0.67432400, 0.66997700, 0.66025200, 0.64951600, 0.64241200, 0.63818200, 0.63621400, 0.63340700, 0.63702500, 0.59937900, 0.59483600, 0.56636700, 0.52642000, 0.47730000, 0.41548400, 0.33791600, 0.24345200, 0.12924700, -0.00628600, -0.16193100, -0.34055800, -0.53332200, -0.73086900, -0.92147700, -1.08939300, -1.22502200, -1.32614400, -1.39719200, -1.44520700, -1.48006200, -1.50117500]
CP03ISSM-MFD37-01-OPTAAD000 | CP03ISSM-00002 | 2 | ACS130 | CC_tcal | 17.7
CP03ISSM-MFD37-01-OPTAAD000 | CP03ISSM-00002 | 2 | ACS130 | CC_tbins | [ 0.77128000, 1.44664400, 2.47907000, 3.41474600, 4.47787900, 5.49560000, 6.49333300, 7.48277800, 8.48250000, 9.49733300, 10.51600000, 11.53777800, 12.49045500, 13.49636400, 14.49000000, 15.50526300, 16.50647100, 17.49117600, 18.50611100, 19.53571400, 20.46413800, 21.52000000, 22.49514300, 23.50742900, 24.48763200, 25.48942900, 26.50400000, 27.49628600, 28.50718800, 29.49535700, 30.49366700, 31.49687500, 32.48294100, 33.48633300, 34.46687500, 35.51468700, 36.18071400]
CP03ISSM-MFD37-01-OPTAAD000 | CP03ISSM-00002 | 2 | ACS130 | CC_awlngth | [401.40000000, 405.70000000, 410.10000000, 414.10000000, 418.90000000, 423.80000000, 428.80000000, 433.20000000, 437.70000000, 442.30000000, 447.40000000, 452.50000000, 457.40000000, 462.00000000, 466.60000000, 471.90000000, 477.30000000, 482.50000000, 487.30000000, 492.00000000, 496.50000000, 501.70000000, 506.20000000, 511.60000000, 516.80000000, 522.30000000, 527.00000000, 532.00000000, 536.30000000, 541.30000000, 546.10000000, 551.00000000, 556.00000000, 561.10000000, 565.60000000, 570.50000000, 574.60000000, 579.00000000, 583.00000000, 588.50000000, 592.80000000, 597.60000000, 601.90000000, 606.80000000, 611.50000000, 616.20000000, 620.70000000, 625.20000000, 629.40000000, 634.00000000, 638.30000000, 642.80000000, 647.30000000, 651.90000000, 656.50000000, 661.10000000, 665.50000000, 669.80000000, 674.20000000, 678.50000000, 682.50000000, 686.60000000, 690.20000000, 694.10000000, 697.80000000, 701.50000000, 705.40000000, 708.60000000, 712.30000000, 715.50000000, 718.80000000, 722.20000000, 725.70000000, 728.80000000, 731.80000000, 734.60000000, 737.80000000, 740.70000000, 743.00000000, 744.90000000, 747.50000000, 750.20000000, 752.20000000]
CP03ISSM-MFD37-01-OPTAAD000 | CP03ISSM-00002 | 2 | ACS130 | CC_acwo | [ 0.17148300, 0.35285100, 0.45932400, 0.50717700, 0.52339400, 0.52417900, 0.51931800, 0.51477700, 0.51039300, 0.50922600, 0.50939900, 0.51164800, 0.51679200, 0.52412900, 0.53201700, 0.54148700, 0.55220400, 0.56373800, 0.57594800, 0.58848300, 0.60107400, 0.61328600, 0.62470300, 0.63667300, 0.65030300, 0.66536300, 0.68127100, 0.69746900, 0.71358100, 0.72887200, 0.74341300, 0.75781700, 0.77225800, 0.78619000, 0.79909200, 0.80962500, 0.81710400, 0.82049400, 0.81961900, 0.80696200, 0.79451400, 0.78016000, 0.76933800, 0.76648400, 0.77077900, 0.77894500, 0.78820400, 0.79745100, 0.80655600, 0.81499600, 0.82251900, 0.82794300, 0.83013600, 0.82915000, 0.82637900, 0.82484000, 0.82614000, 0.82894300, 0.83074600, 0.82901900, 0.82321100, 0.80778000, 0.78470200, 0.75213300, 0.70758400, 0.64992300, 0.57716600, 0.48711300, 0.37785200, 0.24726700, 0.09448700, -0.07824700, -0.26660800, -0.45991100, -0.64560200, -0.80958700, -0.94194800, -1.04010800, -1.10811200, -1.15377800, -1.18285900, -1.20155100, -1.22142400]
CP03ISSM-MFD37-01-OPTAAD000 | CP03ISSM-00002 | 2 | ACS130 | CC_taarray | SheetRef:ACS130_CC_taarray
CP03ISSM-MFD37-01-OPTAAD000 | CP03ISSM-00002 | 2 | ACS130 | CC_tcarray | SheetRef:ACS130_CC_tcarray
CP03ISSM-RID27-02-FLORTD000 | CP03ISSM-00002 | 2 | 1222 | CC_dark_counts_volume_scatter | 64
CP03ISSM-RID27-02-FLORTD000 | CP03ISSM-00002 | 2 | 1222 | CC_scale_factor_volume_scatter | 1.953e-06
CP03ISSM-RID27-02-FLORTD000 | CP03ISSM-00002 | 2 | 1222 | CC_dark_counts_chlorophyll_a | 47
CP03ISSM-RID27-02-FLORTD000 | CP03ISSM-00002 | 2 | 1222 | CC_scale_factor_chlorophyll_a | 0.0121
CP03ISSM-RID27-02-FLORTD000 | CP03ISSM-00002 | 2 | 1222 | CC_dark_counts_cdom | 44
CP03ISSM-RID27-02-FLORTD000 | CP03ISSM-00002 | 2 | 1222 | CC_scale_factor_cdom | 0.0904
CP03ISSM-RID27-02-FLORTD000 | CP03ISSM-00002 | 2 | 1222 | CC_scattering_angle | 124 | Constant
CP03ISSM-RID27-02-FLORTD000 | CP03ISSM-00002 | 2 | 1222 | CC_measurement_wavelength | 700 | Constant
CP03ISSM-RID27-02-FLORTD000 | CP03ISSM-00002 | 2 | 1222 | CC_angular_resolution | 1.076 | Constant
CP03ISSM-RID27-02-FLORTD000 | CP03ISSM-00002 | 2 | 1222 | CC_depolarization_ratio | 0.039 | Constant
CP03ISSM-RID27-03-CTDBPC000 | CP03ISSM-00002 | 2 | 16-50056 | CC_lat | 40.3594
CP03ISSM-RID27-03-CTDBPC000 | CP03ISSM-00002 | 2 | 16-50056 | CC_lon | -70.8853
CP03ISSM-RID27-03-CTDBPC000 | CP03ISSM-00002 | 2 | 16-50056 | CC_a0 | 0.0012563
CP03ISSM-RID27-03-CTDBPC000 | CP03ISSM-00002 | 2 | 16-50056 | CC_a1 | 0.00027382
CP03ISSM-RID27-03-CTDBPC000 | CP03ISSM-00002 | 2 | 16-50056 | CC_a2 | -1.125e-06
CP03ISSM-RID27-03-CTDBPC000 | CP03ISSM-00002 | 2 | 16-50056 | CC_a3 | 1.8398e-07
CP03ISSM-RID27-03-CTDBPC000 | CP03ISSM-00002 | 2 | 16-50056 | CC_ptempa0 | -65.473
CP03ISSM-RID27-03-CTDBPC000 | CP03ISSM-00002 | 2 | 16-50056 | CC_ptempa1 | 52.402
CP03ISSM-RID27-03-CTDBPC000 | CP03ISSM-00002 | 2 | 16-50056 | CC_ptempa2 | -0.52704
CP03ISSM-RID27-03-CTDBPC000 | CP03ISSM-00002 | 2 | 16-50056 | CC_ptca0 | 509054.5
CP03ISSM-RID27-03-CTDBPC000 | CP03ISSM-00002 | 2 | 16-50056 | CC_ptca1 | -39.3517
CP03ISSM-RID27-03-CTDBPC000 | CP03ISSM-00002 | 2 | 16-50056 | CC_ptca2 | 0.58879
CP03ISSM-RID27-03-CTDBPC000 | CP03ISSM-00002 | 2 | 16-50056 | CC_ptcb0 | 24.9501
CP03ISSM-RID27-03-CTDBPC000 | CP03ISSM-00002 | 2 | 16-50056 | CC_ptcb1 | -0.000975
CP03ISSM-RID27-03-CTDBPC000 | CP03ISSM-00002 | 2 | 16-50056 | CC_ptcb2 | 0
CP03ISSM-RID27-03-CTDBPC000 | CP03ISSM-00002 | 2 | 16-50056 | CC_pa0 | -0.27649
CP03ISSM-RID27-03-CTDBPC000 | CP03ISSM-00002 | 2 | 16-50056 | CC_pa1 | 0.00046747
CP03ISSM-RID27-03-CTDBPC000 | CP03ISSM-00002 | 2 | 16-50056 | CC_pa2 | -4.0824e-12
CP03ISSM-RID27-03-CTDBPC000 | CP03ISSM-00002 | 2 | 16-50056 | CC_g | -0.97573
CP03ISSM-RID27-03-CTDBPC000 | CP03ISSM-00002 | 2 | 16-50056 | CC_h | 0.14554
CP03ISSM-RID27-03-CTDBPC000 | CP03ISSM-00002 | 2 | 16-50056 | CC_i | -0.00015039
CP03ISSM-RID27-03-CTDBPC000 | CP03ISSM-00002 | 2 | 16-50056 | CC_j | 3.155e-05
CP03ISSM-RID27-03-CTDBPC000 | CP03ISSM-00002 | 2 | 16-50056 | CC_cpcor | -9.57e-08
CP03ISSM-RID27-03-CTDBPC000 | CP03ISSM-00002 | 2 | 16-50056 | CC_ctcor | 3.25e-06
CP03ISSM-MFD37-03-CTDBPD000 | CP03ISSM-00002 | 2 | 16-50058 | CC_lat | 40.3594
CP03ISSM-MFD37-03-CTDBPD000 | CP03ISSM-00002 | 2 | 16-50058 | CC_lon | -70.8853
CP03ISSM-MFD37-03-CTDBPD000 | CP03ISSM-00002 | 2 | 16-50058 | CC_a0 | 0.0012609
CP03ISSM-MFD37-03-CTDBPD000 | CP03ISSM-00002 | 2 | 16-50058 | CC_a1 | 0.00027197
CP03ISSM-MFD37-03-CTDBPD000 | CP03ISSM-00002 | 2 | 16-50058 | CC_a2 | -9.8045e-07
CP03ISSM-MFD37-03-CTDBPD000 | CP03ISSM-00002 | 2 | 16-50058 | CC_a3 | 1.7802e-07
CP03ISSM-MFD37-03-CTDBPD000 | CP03ISSM-00002 | 2 | 16-50058 | CC_ptempa0 | -67.5539
CP03ISSM-MFD37-03-CTDBPD000 | CP03ISSM-00002 | 2 | 16-50058 | CC_ptempa1 | 51.101
CP03ISSM-MFD37-03-CTDBPD000 | CP03ISSM-00002 | 2 | 16-50058 | CC_ptempa2 | -0.33188
CP03ISSM-MFD37-03-CTDBPD000 | CP03ISSM-00002 | 2 | 16-50058 | CC_ptca0 | 525416.8
CP03ISSM-MFD37-03-CTDBPD000 | CP03ISSM-00002 | 2 | 16-50058 | CC_ptca1 | 2.8752
CP03ISSM-MFD37-03-CTDBPD000 | CP03ISSM-00002 | 2 | 16-50058 | CC_ptca2 | -0.090869
CP03ISSM-MFD37-03-CTDBPD000 | CP03ISSM-00002 | 2 | 16-50058 | CC_ptcb0 | 25.1096
CP03ISSM-MFD37-03-CTDBPD000 | CP03ISSM-00002 | 2 | 16-50058 | CC_ptcb1 | -0.000675
CP03ISSM-MFD37-03-CTDBPD000 | CP03ISSM-00002 | 2 | 16-50058 | CC_ptcb2 | 0
CP03ISSM-MFD37-03-CTDBPD000 | CP03ISSM-00002 | 2 | 16-50058 | CC_pa0 | 0.031208
CP03ISSM-MFD37-03-CTDBPD000 | CP03ISSM-00002 | 2 | 16-50058 | CC_pa1 | 0.0015467
CP03ISSM-MFD37-03-CTDBPD000 | CP03ISSM-00002 | 2 | 16-50058 | CC_pa2 | 5.533e-12
CP03ISSM-MFD37-03-CTDBPD000 | CP03ISSM-00002 | 2 | 16-50058 | CC_g | -0.97371
CP03ISSM-MFD37-03-CTDBPD000 | CP03ISSM-00002 | 2 | 16-50058 | CC_h | 0.15093
CP03ISSM-MFD37-03-CTDBPD000 | CP03ISSM-00002 | 2 | 16-50058 | CC_i | -0.00015058
CP03ISSM-MFD37-03-CTDBPD000 | CP03ISSM-00002 | 2 | 16-50058 | CC_j | 3.3779e-05
CP03ISSM-MFD37-03-CTDBPD000 | CP03ISSM-00002 | 2 | 16-50058 | CC_cpcor | -9.57e-08
CP03ISSM-MFD37-03-CTDBPD000 | CP03ISSM-00002 | 2 | 16-50058 | CC_ctcor | 3.25e-06
CP03ISSM-RID27-04-DOSTAD000 | CP03ISSM-00002 | 2 | 130 | CC_lat | 40.3594
CP03ISSM-RID27-04-DOSTAD000 | CP03ISSM-00002 | 2 | 130 | CC_lon | -70.8853
CP03ISSM-RID27-04-DOSTAD000 | CP03ISSM-00002 | 2 | 130 | CC_csv | [2.71294E-03,1.12181E-04,2.28128E-06,2.333818E+02,-3.05447E-01,-5.21243E+01,4.56272E+00]
CP03ISSM-MFD37-04-DOSTAD000 | CP03ISSM-00002 | 2 | 225 | CC_lat | 40.3594
CP03ISSM-MFD37-04-DOSTAD000 | CP03ISSM-00002 | 2 | 225 | CC_lon | -70.8853
CP03ISSM-MFD37-04-DOSTAD000 | CP03ISSM-00002 | 2 | 225 | CC_csv | [3.12134E-03,1.31142E-04,2.57468E-06,2.33078E+02,-3.09922E-01,-5.60728E+01,4.55074E+00]
CP03ISSM-RID26-07-NUTNRB000 | CP03ISSM-00002 | 2 | 270 | CC_lower_wavelength_limit_for_spectra_fit | 217 | Constant
CP03ISSM-RID26-07-NUTNRB000 | CP03ISSM-00002 | 2 | 270 | CC_upper_wavelength_limit_for_spectra_fit | 240 | Constant
CP03ISSM-RID26-07-NUTNRB000 | CP03ISSM-00002 | 2 | 270 | CC_cal_temp | 20.06
CP03ISSM-RID26-07-NUTNRB000 | CP03ISSM-00002 | 2 | 270 | CC_wl | [189.64, 190.43, 191.23, 192.03, 192.83, 193.62, 194.42, 195.22, 196.02, 196.82, 197.62, 198.42, 199.22, 200.01, 200.81, 201.61, 202.41, 203.21, 204.01, 204.81, 205.61, 206.41, 207.22, 208.02, 208.82, 209.62, 210.42, 211.22, 212.02, 212.82, 213.62, 214.43, 215.23, 216.03, 216.83, 217.63, 218.44, 219.24, 220.04, 220.84, 221.65, 222.45, 223.25, 224.06, 224.86, 225.66, 226.46, 227.27, 228.07, 228.87, 229.68, 230.48, 231.29, 232.09, 232.89, 233.7, 234.5, 235.31, 236.11, 236.91, 237.72, 238.52, 239.33, 240.13, 240.94, 241.74, 242.55, 243.35, 244.15, 244.96, 245.76, 246.57, 247.37, 248.18, 248.98, 249.79, 250.59, 251.4, 252.2, 253.01, 253.81, 254.62, 255.42, 256.23, 257.04, 257.84, 258.65, 259.45, 260.26, 261.06, 261.87, 262.67, 263.48, 264.28, 265.09, 265.89, 266.7, 267.51, 268.31, 269.12, 269.92, 270.73, 271.53, 272.34, 273.14, 273.95, 274.75, 275.56, 276.36, 277.17, 277.97, 278.78, 279.58, 280.39, 281.19, 282, 282.8, 283.61, 284.41, 285.22, 286.02, 286.83, 287.63, 288.44, 289.24, 290.05, 290.85, 291.66, 292.46, 293.26, 294.07, 294.87, 295.68, 296.48, 297.28, 298.09, 298.89, 299.7, 300.5, 301.3, 302.11, 302.91, 303.71, 304.52, 305.32, 306.12, 306.93, 307.73, 308.53, 309.33, 310.14, 310.94, 311.74, 312.54, 313.35, 314.15, 314.95, 315.75, 316.55, 317.36, 318.16, 318.96, 319.76, 320.56, 321.36, 322.16, 322.96, 323.76, 324.57, 325.37, 326.17, 326.97, 327.77, 328.57, 329.37, 330.17, 330.96, 331.76, 332.56, 333.36, 334.16, 334.96, 335.76, 336.56, 337.35, 338.15, 338.95, 339.75, 340.55, 341.34, 342.14, 342.94, 343.73, 344.53, 345.33, 346.12, 346.92, 347.71, 348.51, 349.31, 350.1, 350.9, 351.69, 352.49, 353.28, 354.08, 354.87, 355.66, 356.46, 357.25, 358.04, 358.84, 359.63, 360.42, 361.22, 362.01, 362.8, 363.59, 364.38, 365.17, 365.97, 366.76, 367.55, 368.34, 369.13, 369.92, 370.71, 371.5, 372.29, 373.08, 373.86, 374.65, 375.44, 376.23, 377.02, 377.8, 378.59, 379.38, 380.17, 380.95, 381.74, 382.52, 383.31, 384.1, 384.88, 385.67, 386.45, 387.24, 388.02, 388.8, 389.59, 390.37, 391.15, 391.94, 392.72, 393.5]
CP03ISSM-RID26-07-NUTNRB000 | CP03ISSM-00002 | 2 | 270 | CC_eno3 | [0.01542905, -0.00389253, -0.00011444, 0.00080081, 0.00468837, 0.0087304, 0.00567332, 0.00142129, 0.00408004, 0.00126695, 0.00617402, 0.00030717, 0.00466561, 0.0066496, -0.00425912, 0.00183053, -0.00326796, -0.00163607, -0.00144515, 0.0045702, -0.00248473, 0.00158275, 0.00350712, 0.00567477, 0.00659745, 0.00706454, 0.00695798, 0.00691774, 0.00678337, 0.00651596, 0.00624541, 0.00584958, 0.00554538, 0.00520293, 0.00486426, 0.00451802, 0.00417824, 0.00383943, 0.00350579, 0.00319578, 0.00289486, 0.00258839, 0.00232108, 0.00205055, 0.00180711, 0.00158543, 0.00137027, 0.00118311, 0.00101235, 0.00086027, 0.00073845, 0.00062238, 0.00051882, 0.00043755, 0.00035607, 0.00029646, 0.00022885, 0.00018997, 0.0001391, 0.00011487, 0.00008757, 0.00005885, 0.00003878, 0.00002778, 0.00002314, 0.00001209, 0.00000353, -0.00000559, -0.00000249, -0.00000367, -0.00000768, -0.00001211, -0.00000686, -0.00001316, -0.00000955, -0.00000983, -0.00001994, -0.00000815, -0.00001181, -0.00000801, -0.00000602, -0.000003, -0.0000051, 0.00000054, 0.00001711, 0.00001638, 0.00001111, 0.00002128, 0.00001474, 0.00003048, 0.0000324, 0.00002832, 0.00003392, 0.00003952, 0.00004495, 0.00004721, 0.00005959, 0.00005316, 0.00006584, 0.00006742, 0.00007694, 0.00008584, 0.00008429, 0.00008302, 0.00009204, 0.0000929, 0.00009209, 0.00009277, 0.00009752, 0.00010231, 0.00010629, 0.00011068, 0.00010651, 0.0001058, 0.00011711, 0.00010926, 0.00012213, 0.00012134, 0.00013604, 0.00012479, 0.00013131, 0.00013023, 0.00012119, 0.00014785, 0.00014356, 0.00015447, 0.00016488, 0.00015932, 0.00015528, 0.00016821, 0.00016951, 0.00017259, 0.00018006, 0.00018898, 0.00017954, 0.00019551, 0.00019779, 0.00020702, 0.00021549, 0.00021238, 0.00021845, 0.00021565, 0.00021784, 0.00021942, 0.00022088, 0.00023193, 0.00022628, 0.00023641, 0.00023612, 0.00024088, 0.0002437, 0.00024478, 0.00024818, 0.00026063, 0.00026588, 0.00026293, 0.00027472, 0.00028225, 0.00028689, 0.00029313, 0.00027662, 0.0002891, 0.00029552, 0.00029773, 0.00029239, 0.00030417, 0.00030524, 0.00030878, 0.00032176, 0.00032193, 0.00033107, 0.00032384, 0.0003293, 0.00034532, 0.00036169, 0.00034148, 0.00035541, 0.00034931, 0.00036248, 0.00036585, 0.0003833, 0.00037222, 0.00038455, 0.00037657, 0.00038372, 0.00040291, 0.0004085, 0.00038392, 0.0003842, 0.00040523, 0.00039334, 0.00041721, 0.00041044, 0.00042739, 0.00043989, 0.00044972, 0.00042691, 0.00045537, 0.00045372, 0.00045206, 0.0004592, 0.00044509, 0.00047706, 0.00048069, 0.00048253, 0.00048802, 0.0005077, 0.00050155, 0.0004749, 0.00048665, 0.00049039, 0.0004933, 0.00051727, 0.00051293, 0.0005151, 0.00051145, 0.00051536, 0.00053586, 0.0005252, 0.00051603, 0.00052594, 0.00054224, 0.00054518, 0.00054494, 0.00055561, 0.00055758, 0.00054996, 0.00057535, 0.00058573, 0.0005761, 0.00059276, 0.00059677, 0.00059404, 0.00061125, 0.00063998, 0.00059922, 0.00059832, 0.00060744, 0.00061234, 0.00065734, 0.00064056, 0.00063812, 0.00063856, 0.00064198, 0.00066639, 0.00066001, 0.00067148, 0.00065966, 0.00066771, 0.000703, 0.00067876, 0.0007142, 0.00066557, 0.00065969, 0.00068474, 0.00068915]
CP03ISSM-RID26-07-NUTNRB000 | CP03ISSM-00002 | 2 | 270 | CC_eswa | [0.00709219, 0.01093912, 0.00631318, 0.00443168, 0.00274262, 0.00012161, 0.00101655, 0.00301305, 0.005879, 0.00371815, 0.0047641, 0.01286649, 0.01668088, 0.02478532, 0.04410045, 0.04625621, 0.06057453, 0.06222431, 0.06433398, 0.06339045, 0.06915049, 0.06450172, 0.0615786, 0.05551953, 0.04861873, 0.04213286, 0.03565727, 0.02984037, 0.02463081, 0.02016674, 0.01639927, 0.01328216, 0.01067398, 0.0085414, 0.00679796, 0.00539637, 0.00426514, 0.00336515, 0.00263943, 0.00206853, 0.00161852, 0.0012639, 0.00097924, 0.0007725, 0.00060396, 0.0004734, 0.0003845, 0.00030756, 0.00024681, 0.00022014, 0.00016821, 0.00013688, 0.00011504, 0.00010544, 0.00008339, 0.00007463, 0.00007, 0.00004918, 0.00005094, 0.00003999, 0.00003025, 0.0000258, 0.00002427, 0.00001788, 0.00000967, 0.00000507, 0.00000406, 0.00000825, -0.00000422, -0.00000867, -0.00000603, -0.00000852, -0.00000991, -0.00000754, -0.00001465, -0.00001555, -0.00000275, 0.00000557, -0.00000467, 0.0000036, 0.00001156, -0.00000824, 0.0000004, 0.00000416, 0.00000455, 0.00000091, 0.00001572, -0.00000065, 0.00001792, 0.00000555, 0.00002037, 0.00000716, 0.00001795, 0.00001383, 0.00001668, 0.00001652, 0.00000673, 0.00002196, 0.00002304, 0.00001582, 0.0000226, 0.00001788, 0.00002372, 0.0000305, 0.0000298, 0.0000217, 0.00003146, 0.00003746, 0.00002756, 0.00004599, 0.00003626, 0.00004132, 0.00005914, 0.00005834, 0.00003608, 0.00006611, 0.0000548, 0.00004707, 0.00005205, 0.00006246, 0.00005388, 0.00005517, 0.00007542, 0.00004955, 0.00008131, 0.00006302, 0.00006359, 0.0000635, 0.00007524, 0.00008419, 0.00008583, 0.00008065, 0.00007755, 0.00008351, 0.00009849, 0.00008234, 0.00008707, 0.00008483, 0.00008782, 0.00009926, 0.00010449, 0.0001193, 0.0001297, 0.00012496, 0.00013019, 0.00012726, 0.00012817, 0.0001311, 0.00014144, 0.00014584, 0.00014315, 0.00014899, 0.0001437, 0.00015159, 0.00014749, 0.00015357, 0.00015484, 0.0001535, 0.00017479, 0.00015908, 0.00019411, 0.00017903, 0.00019205, 0.00020195, 0.00020025, 0.00019829, 0.00020782, 0.00020724, 0.00021303, 0.00020801, 0.00020857, 0.00021331, 0.0002325, 0.00021485, 0.00020668, 0.00023624, 0.00021536, 0.00023421, 0.00022672, 0.0002452, 0.00022853, 0.00023511, 0.00024189, 0.00025897, 0.00026067, 0.00024787, 0.00026515, 0.00029923, 0.00030312, 0.00028485, 0.00030239, 0.00029987, 0.00030788, 0.00029357, 0.0002814, 0.00028308, 0.00030621, 0.00030252, 0.00029346, 0.00029949, 0.00028066, 0.00032342, 0.00031554, 0.00032056, 0.00034059, 0.00033689, 0.00032992, 0.00034455, 0.00036242, 0.00035854, 0.00036219, 0.00037247, 0.00034152, 0.00036839, 0.0003786, 0.00036704, 0.00039584, 0.00039455, 0.00040141, 0.00040843, 0.00042926, 0.00041269, 0.00037336, 0.00041773, 0.00042074, 0.00041524, 0.00042642, 0.00042347, 0.00042919, 0.00043511, 0.00044587, 0.00044108, 0.00044572, 0.000411, 0.00043207, 0.00046723, 0.00040361, 0.00048109, 0.00045084, 0.0004157, 0.00049112, 0.00051503, 0.00053019, 0.00052443, 0.00051243, 0.00048613, 0.00047737, 0.00050303, 0.00049833, 0.00047703, 0.00048258, 0.00046947, 0.00054602, 0.00051245, 0.00054541, 0.00054925]
CP03ISSM-RID26-07-NUTNRB000 | CP03ISSM-00002 | 2 | 270 | CC_di | [46, 45, 50, 52, 47, 51, 49, 57, 66, 56, 68, 82, 146, 324, 760, 1652, 3060, 4854, 6780, 8581, 10157, 11526, 12746, 13940, 15153, 16436, 17908, 19553, 21412, 23496, 25835, 28330, 30981, 33620, 36086, 38272, 39920, 40902, 41155, 40676, 39521, 37912, 36070, 34223, 32443, 30884, 29590, 28603, 27909, 27511, 27412, 27534, 27915, 28536, 29347, 30372, 31554, 32846, 34263, 35751, 37247, 38656, 39949, 40964, 41646, 41922, 41743, 41130, 40052, 38616, 36924, 35075, 33158, 31318, 29530, 27881, 26410, 25092, 23887, 22900, 22032, 21276, 20684, 20210, 19869, 19626, 19494, 19468, 19551, 19726, 20002, 20342, 20769, 21253, 21784, 22332, 22894, 23423, 23869, 24197, 24394, 24416, 24270, 23959, 23480, 22846, 22120, 21332, 20488, 19697, 18898, 18160, 17497, 16899, 16335, 15888, 15482, 15148, 14902, 14701, 14591, 14520, 14543, 14597, 14743, 14920, 15168, 15466, 15826, 16243, 16678, 17166, 17674, 18222, 18810, 19418, 20019, 20642, 21247, 21832, 22418, 22928, 23423, 23834, 24148, 24391, 24557, 24617, 24605, 24498, 24275, 23996, 23648, 23234, 22771, 22272, 21733, 21191, 20647, 20076, 19562, 19038, 18564, 18122, 17682, 17262, 16889, 16508, 16138, 15766, 15402, 15033, 14704, 14360, 14068, 13827, 13571, 13380, 13215, 13086, 12964, 12870, 12818, 12760, 12718, 12669, 12634, 12604, 12562, 12504, 12467, 12414, 12359, 12309, 12286, 12270, 12254, 12234, 12210, 12199, 12175, 12190, 12205, 12206, 12209, 12182, 12164, 12151, 12108, 12058, 11988, 11910, 11793, 11700, 11568, 11425, 11289, 11125, 10938, 10767, 10603, 10411, 10192, 9994, 9762, 9488, 9247, 9016, 8800, 8602, 8431, 8262, 8104, 7967, 7856, 7756, 7634, 7562, 7422, 7280, 7154, 7030, 6915, 6804, 6699, 6603, 6535, 6488, 6434, 6377, 6344, 6314, 6312, 6312, 6312, 6312]
CP03ISSM-RID26-08-SPKIRB000 | CP03ISSM-00002 | 2 | 273 | CC_immersion_factor | [1.368, 1.41, 1.365, 1.354, 1.372, 1.322, 1.347]
CP03ISSM-RID26-08-SPKIRB000 | CP03ISSM-00002 | 2 | 273 | CC_offset | [2147422261.2, 2147299457.8, 2146975200.2, 2147286017.4, 2148022206.3, 2147855559, 2146961741.7]
CP03ISSM-RID26-08-SPKIRB000 | CP03ISSM-00002 | 2 | 273 | CC_scale | [0.00000020672067901, 0.000000201048697017, 0.000000213406764687, 0.000000214645504018, 0.000000223204905758, 0.000000217869562687, 0.000000207817888546]
CP03ISSM-MFD35-01-ADCPTF000 | CP03ISSM-00002 | 2 | 18594 | CC_depth | 97000
CP03ISSM-MFD35-01-ADCPTF000 | CP03ISSM-00002 | 2 | 18594 | CC_lat | 40.3594
CP03ISSM-MFD35-01-ADCPTF000 | CP03ISSM-00002 | 2 | 18594 | CC_lon | -70.8853
CP03ISSM-MFD35-01-ADCPTF000 | CP03ISSM-00002 | 2 | 18594 | CC_scale_factor1 | 0.45
CP03ISSM-MFD35-01-ADCPTF000 | CP03ISSM-00002 | 2 | 18594 | CC_scale_factor2 | 0.45
CP03ISSM-MFD35-01-ADCPTF000 | CP03ISSM-00002 | 2 | 18594 | CC_scale_factor3 | 0.45
CP03ISSM-MFD35-01-ADCPTF000 | CP03ISSM-00002 | 2 | 18594 | CC_scale_factor4 | 0.45
CP03ISSM-MFD35-02-PRESFB000 | CP03ISSM-00002 | 2 | 26-1329 | CC_c1 | 2064.659
CP03ISSM-MFD35-02-PRESFB000 | CP03ISSM-00002 | 2 | 26-1329 | CC_c2 | 14.1636
CP03ISSM-MFD35-02-PRESFB000 | CP03ISSM-00002 | 2 | 26-1329 | CC_c3 | -3193.857
CP03ISSM-MFD35-02-PRESFB000 | CP03ISSM-00002 | 2 | 26-1329 | CC_d1 | 0.011655
CP03ISSM-MFD35-02-PRESFB000 | CP03ISSM-00002 | 2 | 26-1329 | CC_d2 | 0
CP03ISSM-MFD35-02-PRESFB000 | CP03ISSM-00002 | 2 | 26-1329 | CC_offset_correction_factor | 0 | Constant
CP03ISSM-MFD35-02-PRESFB000 | CP03ISSM-00002 | 2 | 26-1329 | CC_pressure_offset_calibration_coefficient | -0.2472
CP03ISSM-MFD35-02-PRESFB000 | CP03ISSM-00002 | 2 | 26-1329 | CC_slope_correction_factor | 1 | Constant
CP03ISSM-MFD35-02-PRESFB000 | CP03ISSM-00002 | 2 | 26-1329 | CC_t1 | 27.6105
CP03ISSM-MFD35-02-PRESFB000 | CP03ISSM-00002 | 2 | 26-1329 | CC_t2 | 0.23627
CP03ISSM-MFD35-02-PRESFB000 | CP03ISSM-00002 | 2 | 26-1329 | CC_t3 | 16.6939
CP03ISSM-MFD35-02-PRESFB000 | CP03ISSM-00002 | 2 | 26-1329 | CC_t4 | 32.3037
CP03ISSM-MFD35-02-PRESFB000 | CP03ISSM-00002 | 2 | 26-1329 | CC_u0 | 5.8436
CP03ISSM-MFD35-02-PRESFB000 | CP03ISSM-00002 | 2 | 26-1329 | CC_y1 | -3952.915
CP03ISSM-MFD35-02-PRESFB000 | CP03ISSM-00002 | 2 | 26-1329 | CC_y2 | 10377.22
CP03ISSM-MFD35-02-PRESFB000 | CP03ISSM-00002 | 2 | 26-1329 | CC_y3 | 0
CP03ISSM-MFD35-02-PRESFB000 | CP03ISSM-00002 | 2 | 26-1329 | CC_b | 2796.2
CP03ISSM-MFD35-02-PRESFB000 | CP03ISSM-00002 | 2 | 26-1329 | CC_m | 41943
CP03ISSM-MFD35-05-PCO2WB000 | CP03ISSM-00002 | 2 | C0098 | CC_cala | -0.0084
CP03ISSM-MFD35-05-PCO2WB000 | CP03ISSM-00002 | 2 | C0098 | CC_calb | 0.9124
CP03ISSM-MFD35-05-PCO2WB000 | CP03ISSM-00002 | 2 | C0098 | CC_calc | -1.958
CP03ISSM-MFD35-05-PCO2WB000 | CP03ISSM-00002 | 2 | C0098 | CC_calt | 14.77
CP03ISSM-MFD35-05-PCO2WB000 | CP03ISSM-00002 | 2 | C0098 | CC_ea434 | 19706 | Constant for a particular batch of reagent
CP03ISSM-MFD35-05-PCO2WB000 | CP03ISSM-00002 | 2 | C0098 | CC_ea620 | 34 | Constant for a particular batch of reagent
CP03ISSM-MFD35-05-PCO2WB000 | CP03ISSM-00002 | 2 | C0098 | CC_eb434 | 3073 | Constant for a particular batch of reagent
CP03ISSM-MFD35-05-PCO2WB000 | CP03ISSM-00002 | 2 | C0098 | CC_eb620 | 44327 | Constant for a particular batch of reagent
[6 empty] | CP01CNSM-MFD37-07-ZPLSCC000 | CP03ISSM-00002 | 2 | 55080
CP03ISSM-SBC11-00-CPMENG000 | CP03ISSM-00002 | 2 | CP03ISSM-00001-CPM1 |  |  | This is a bogus serial number; CPM Engineering data has no L1 or L2 calculations requiring a calibration coefficient.
CP03ISSM-RIC21-00-CPMENG000 | CP03ISSM-00002 | 2 | CP03ISSM-00001-CPM2 |  |  | This is a bogus serial number; CPM Engineering data has no L1 or L2 calculations requiring a calibration coefficient.
CP03ISSM-MFC31-00-CPMENG000 | CP03ISSM-00002 | 2 | CP03ISSM-00001-CPM3 |  |  | This is a bogus serial number; CPM Engineering data has no L1 or L2 calculations requiring a calibration coefficient.
CP03ISSM-SBD11-00-DCLENG000 | CP03ISSM-00002 | 2 | CP03ISSM-00001-DCL11 |  |  | This is a bogus serial number; DCL Engineering data has no L1 or L2 calculations requiring a calibration coefficient.
CP03ISSM-SBD12-00-DCLENG000 | CP03ISSM-00002 | 2 | CP03ISSM-00001-DCL12 |  |  | This is a bogus serial number; DCL Engineering data has no L1 or L2 calculations requiring a calibration coefficient.
CP03ISSM-RID26-00-DCLENG000 | CP03ISSM-00002 | 2 | CP03ISSM-00001-DCL26 |  |  | This is a bogus serial number; DCL Engineering data has no L1 or L2 calculations requiring a calibration coefficient.
CP03ISSM-RID27-00-DCLENG000 | CP03ISSM-00002 | 2 | CP03ISSM-00001-DCL27 |  |  | This is a bogus serial number; DCL Engineering data has no L1 or L2 calculations requiring a calibration coefficient.
CP03ISSM-MFD35-00-DCLENG000 | CP03ISSM-00002 | 2 | CP03ISSM-00001-DCL35 |  |  | This is a bogus serial number; DCL Engineering data has no L1 or L2 calculations requiring a calibration coefficient.
CP03ISSM-MFD37-00-DCLENG000 | CP03ISSM-00002 | 2 | CP03ISSM-00001-DCL37 |  |  | This is a bogus serial number; DCL Engineering data has no L1 or L2 calculations requiring a calibration coefficient.

## ACS193_CC_taarray
-0.23631 | -0.23614 | -0.22686 | -0.21739 | -0.20212 | -0.1944 | -0.1798 | -0.17224 | -0.15854 | -0.14743 | -0.13745 | -0.12738 | -0.1185 | -0.11212 | -0.10305 | -0.095785 | -0.091919 | -0.082965 | -0.079098 | -0.066949 | -0.053735 | -0.038678 | -0.029227 | -0.013412 | -0.007944 | 0 | -0.002437 | 0.006078 | 0.018081 | 0.037544 | 0.0479 | 0.061866 | 0.069449 | 0.082713 | 0.092941 | 0.10064 | 0.10209
-0.21911 | -0.21569 | -0.20628 | -0.19776 | -0.18393 | -0.17518 | -0.16458 | -0.15627 | -0.14591 | -0.13592 | -0.12662 | -0.1183 | -0.11096 | -0.10467 | -0.095505 | -0.089468 | -0.084712 | -0.076764 | -0.072542 | -0.060709 | -0.049361 | -0.037862 | -0.026288 | -0.014227 | -0.008138 | 0 | 0.004529 | 0.014989 | 0.024371 | 0.037666 | 0.045236 | 0.05743 | 0.064981 | 0.076197 | 0.084899 | 0.091237 | 0.090979
-0.19257 | -0.18881 | -0.18006 | -0.1723 | -0.16117 | -0.15351 | -0.14414 | -0.13709 | -0.12792 | -0.12033 | -0.11151 | -0.10336 | -0.097863 | -0.090464 | -0.084654 | -0.079595 | -0.075403 | -0.070059 | -0.06568 | -0.055018 | -0.043366 | -0.032475 | -0.023314 | -0.012624 | -0.006884 | 0 | 0.003028 | 0.012402 | 0.019577 | 0.030875 | 0.038272 | 0.048011 | 0.054074 | 0.06336 | 0.069427 | 0.075557 | 0.074719
-0.16271 | -0.15909 | -0.15033 | -0.14243 | -0.13318 | -0.12698 | -0.11894 | -0.11277 | -0.10479 | -0.099878 | -0.091845 | -0.086639 | -0.081683 | -0.076961 | -0.072431 | -0.067671 | -0.064923 | -0.060207 | -0.055102 | -0.04452 | -0.0352 | -0.026007 | -0.019371 | -0.010204 | -0.005723 | 0 | 0.003287 | 0.010611 | 0.016967 | 0.025591 | 0.030904 | 0.038706 | 0.044689 | 0.050567 | 0.056619 | 0.060966 | 0.05969
-0.13742 | -0.13317 | -0.12489 | -0.11877 | -0.11047 | -0.10568 | -0.099471 | -0.095094 | -0.089048 | -0.084032 | -0.076874 | -0.073187 | -0.069373 | -0.065254 | -0.060641 | -0.057766 | -0.05475 | -0.050613 | -0.046299 | -0.037097 | -0.029945 | -0.021708 | -0.015905 | -0.008271 | -0.004179 | 0 | 0.002936 | 0.008863 | 0.013764 | 0.02061 | 0.024807 | 0.031309 | 0.034327 | 0.039765 | 0.04465 | 0.047547 | 0.0473
-0.11578 | -0.11196 | -0.10492 | -0.099745 | -0.093095 | -0.088787 | -0.08298 | -0.07981 | -0.073728 | -0.06963 | -0.064782 | -0.060707 | -0.057743 | -0.054587 | -0.051404 | -0.04817 | -0.046755 | -0.043213 | -0.039577 | -0.031378 | -0.024325 | -0.017809 | -0.012485 | -0.00693 | -0.003414 | 0 | 0.001875 | 0.006801 | 0.010479 | 0.016023 | 0.019523 | 0.024375 | 0.026368 | 0.031666 | 0.033728 | 0.036491 | 0.035349
-0.10088 | -0.097482 | -0.090448 | -0.085866 | -0.080114 | -0.075814 | -0.071666 | -0.068057 | -0.06334 | -0.059964 | -0.055793 | -0.052961 | -0.049985 | -0.047666 | -0.044585 | -0.04277 | -0.040564 | -0.037761 | -0.033906 | -0.025949 | -0.0201 | -0.014455 | -0.010369 | -0.005598 | -0.002431 | 0 | 0.001808 | 0.006233 | 0.009826 | 0.013601 | 0.016587 | 0.020882 | 0.02344 | 0.026497 | 0.029292 | 0.0314 | 0.030357
-0.089899 | -0.086436 | -0.080284 | -0.076485 | -0.070993 | -0.067529 | -0.063321 | -0.060922 | -0.056216 | -0.053823 | -0.04961 | -0.046867 | -0.044447 | -0.042467 | -0.039613 | -0.037764 | -0.036151 | -0.033571 | -0.030074 | -0.023204 | -0.017915 | -0.012977 | -0.008395 | -0.004438 | -0.002367 | 0 | 0.001549 | 0.006051 | 0.008797 | 0.012659 | 0.01439 | 0.018222 | 0.020093 | 0.022578 | 0.025332 | 0.026258 | 0.026417
-0.082663 | -0.079595 | -0.074427 | -0.070377 | -0.065491 | -0.062464 | -0.058712 | -0.055862 | -0.052115 | -0.049479 | -0.045542 | -0.042875 | -0.04116 | -0.038753 | -0.036918 | -0.034911 | -0.033977 | -0.031417 | -0.028185 | -0.021174 | -0.015799 | -0.011233 | -0.008133 | -0.003652 | -0.002156 | 0 | 0.001123 | 0.004655 | 0.006909 | 0.010205 | 0.012549 | 0.015541 | 0.017578 | 0.019951 | 0.021566 | 0.023072 | 0.022605
-0.075933 | -0.072721 | -0.067233 | -0.063735 | -0.059203 | -0.056127 | -0.052312 | -0.050304 | -0.04669 | -0.044572 | -0.041316 | -0.039418 | -0.037198 | -0.035628 | -0.033122 | -0.031413 | -0.030183 | -0.02821 | -0.024676 | -0.018382 | -0.013759 | -0.009706 | -0.006214 | -0.003394 | -0.001351 | 0 | 0.000526 | 0.002988 | 0.005421 | 0.00839 | 0.010228 | 0.013257 | 0.014475 | 0.016963 | 0.018594 | 0.019795 | 0.018262
-0.072042 | -0.069162 | -0.064411 | -0.060953 | -0.056617 | -0.053994 | -0.050534 | -0.048459 | -0.044987 | -0.042804 | -0.039571 | -0.037735 | -0.035757 | -0.033912 | -0.031621 | -0.03031 | -0.029054 | -0.027097 | -0.023824 | -0.018065 | -0.013468 | -0.0093 | -0.006287 | -0.003175 | -0.00159 | 0 | 0.000109 | 0.00224 | 0.004546 | 0.008453 | 0.010276 | 0.013071 | 0.014094 | 0.016682 | 0.018091 | 0.018917 | 0.017717
-0.067465 | -0.065045 | -0.060613 | -0.057314 | -0.053365 | -0.050633 | -0.047528 | -0.045228 | -0.042083 | -0.039911 | -0.037057 | -0.035209 | -0.033475 | -0.031585 | -0.030189 | -0.028665 | -0.027819 | -0.025904 | -0.022698 | -0.016476 | -0.01205 | -0.008356 | -0.005765 | -0.002869 | -0.001661 | 0 | 0.000651 | 0.003376 | 0.005333 | 0.007416 | 0.009398 | 0.011674 | 0.013212 | 0.014967 | 0.016207 | 0.017112 | 0.016543
-0.064418 | -0.061841 | -0.057449 | -0.054596 | -0.050626 | -0.04819 | -0.045317 | -0.043545 | -0.040289 | -0.038641 | -0.035811 | -0.034075 | -0.032262 | -0.030673 | -0.028968 | -0.027664 | -0.026689 | -0.024722 | -0.021607 | -0.015936 | -0.011628 | -0.007844 | -0.005624 | -0.002759 | -0.001387 | 0 | 0.00094 | 0.003345 | 0.005065 | 0.007246 | 0.008608 | 0.011014 | 0.012305 | 0.013917 | 0.015288 | 0.016008 | 0.014557
-0.0607 | -0.058334 | -0.054331 | -0.051396 | -0.047976 | -0.045473 | -0.042719 | -0.040779 | -0.038006 | -0.035858 | -0.033625 | -0.031802 | -0.030221 | -0.02856 | -0.027339 | -0.025962 | -0.02494 | -0.023305 | -0.020442 | -0.014833 | -0.010764 | -0.007295 | -0.005061 | -0.002613 | -0.001171 | 0 | 0.001429 | 0.003664 | 0.004898 | 0.007056 | 0.008695 | 0.010374 | 0.01146 | 0.013275 | 0.014422 | 0.014929 | 0.014468
-0.056933 | -0.054773 | -0.050977 | -0.048108 | -0.044843 | -0.042576 | -0.039771 | -0.038008 | -0.035255 | -0.033717 | -0.031384 | -0.029787 | -0.028353 | -0.026879 | -0.025455 | -0.024315 | -0.023213 | -0.021865 | -0.018836 | -0.013374 | -0.009797 | -0.006539 | -0.004271 | -0.002051 | -0.001034 | 0 | 0.001027 | 0.003127 | 0.004751 | 0.006159 | 0.007581 | 0.009552 | 0.010522 | 0.012158 | 0.0131 | 0.013646 | 0.013155
-0.05506 | -0.052906 | -0.049271 | -0.046656 | -0.043475 | -0.041259 | -0.038745 | -0.037154 | -0.03458 | -0.033027 | -0.030729 | -0.029161 | -0.027642 | -0.026422 | -0.025073 | -0.023706 | -0.022888 | -0.021441 | -0.018575 | -0.013463 | -0.009794 | -0.006732 | -0.004394 | -0.002122 | -0.001022 | 0 | 0.000669 | 0.001982 | 0.003358 | 0.005612 | 0.006838 | 0.008662 | 0.009798 | 0.011166 | 0.012063 | 0.012537 | 0.012047
-0.052786 | -0.050779 | -0.047337 | -0.044733 | -0.041723 | -0.039372 | -0.037109 | -0.035567 | -0.033102 | -0.031527 | -0.029237 | -0.027951 | -0.026631 | -0.025228 | -0.024051 | -0.023093 | -0.022035 | -0.020739 | -0.018047 | -0.013008 | -0.00942 | -0.006368 | -0.004325 | -0.002154 | -0.00109 | 0 | 0.000517 | 0.002374 | 0.003831 | 0.005759 | 0.006959 | 0.008502 | 0.009557 | 0.010869 | 0.011791 | 0.012227 | 0.011903
-0.050231 | -0.048263 | -0.044905 | -0.042518 | -0.039598 | -0.037515 | -0.035159 | -0.033593 | -0.031244 | -0.029829 | -0.027956 | -0.026652 | -0.025231 | -0.024208 | -0.022659 | -0.021761 | -0.020838 | -0.019708 | -0.016926 | -0.012074 | -0.008709 | -0.005971 | -0.003884 | -0.001925 | -0.001059 | 0 | 0.001213 | 0.003298 | 0.004613 | 0.006053 | 0.007035 | 0.008593 | 0.009444 | 0.010605 | 0.011656 | 0.011724 | 0.011834
-0.048555 | -0.046655 | -0.043414 | -0.041059 | -0.038427 | -0.036398 | -0.034191 | -0.032655 | -0.03056 | -0.029198 | -0.027227 | -0.025736 | -0.024621 | -0.02353 | -0.022184 | -0.021173 | -0.020336 | -0.019136 | -0.01662 | -0.012007 | -0.00858 | -0.005994 | -0.00389 | -0.002054 | -0.000973 | 0 | 0.001113 | 0.002612 | 0.003744 | 0.005251 | 0.006346 | 0.007572 | 0.008529 | 0.009743 | 0.010124 | 0.010794 | 0.009735
-0.046621 | -0.044872 | -0.041764 | -0.039385 | -0.036849 | -0.034826 | -0.032692 | -0.031155 | -0.029284 | -0.027897 | -0.026108 | -0.024785 | -0.023688 | -0.022598 | -0.021442 | -0.020533 | -0.0197 | -0.01854 | -0.016008 | -0.011512 | -0.008214 | -0.005649 | -0.003814 | -0.002006 | -0.00111 | 0 | 0.00083 | 0.002544 | 0.00383 | 0.005226 | 0.006138 | 0.007427 | 0.008456 | 0.009348 | 0.010158 | 0.010244 | 0.010331
-0.044781 | -0.043021 | -0.040056 | -0.03791 | -0.035266 | -0.033453 | -0.03146 | -0.030035 | -0.028195 | -0.026902 | -0.025199 | -0.023978 | -0.022759 | -0.021688 | -0.020682 | -0.019842 | -0.018838 | -0.017828 | -0.015308 | -0.010991 | -0.007841 | -0.005412 | -0.003502 | -0.001819 | -0.000866 | 0 | 0.000868 | 0.002441 | 0.003628 | 0.005067 | 0.00602 | 0.007305 | 0.007927 | 0.008881 | 0.009522 | 0.009805 | 0.009536
-0.042777 | -0.041091 | -0.038327 | -0.036242 | -0.033818 | -0.032113 | -0.030149 | -0.028803 | -0.026885 | -0.025533 | -0.024023 | -0.022943 | -0.021782 | -0.020678 | -0.019565 | -0.018779 | -0.018154 | -0.017018 | -0.014663 | -0.010508 | -0.007379 | -0.00504 | -0.003167 | -0.001521 | -0.000683 | 0 | 0.000661 | 0.002004 | 0.003136 | 0.004645 | 0.005639 | 0.006722 | 0.007498 | 0.008399 | 0.008928 | 0.009162 | 0.008922
-0.041693 | -0.040073 | -0.037347 | -0.035269 | -0.032955 | -0.031078 | -0.029324 | -0.02798 | -0.026244 | -0.025069 | -0.023595 | -0.022335 | -0.021405 | -0.02038 | -0.019439 | -0.018562 | -0.017844 | -0.016828 | -0.01449 | -0.010327 | -0.00741 | -0.005052 | -0.003276 | -0.001779 | -0.000789 | 0 | 0.000416 | 0.001641 | 0.002828 | 0.004389 | 0.005245 | 0.006392 | 0.007098 | 0.007904 | 0.008521 | 0.008696 | 0.008611
-0.040076 | -0.038483 | -0.035901 | -0.033918 | -0.031698 | -0.030018 | -0.02829 | -0.02688 | -0.025387 | -0.024162 | -0.022739 | -0.021734 | -0.0206 | -0.019633 | -0.018671 | -0.017895 | -0.017229 | -0.016287 | -0.013977 | -0.010029 | -0.007261 | -0.004994 | -0.003234 | -0.001706 | -0.000778 | 0 | 0.000379 | 0.001877 | 0.003014 | 0.004359 | 0.005259 | 0.006226 | 0.006921 | 0.007763 | 0.00821 | 0.008322 | 0.00802
-0.038707 | -0.037172 | -0.034699 | -0.032765 | -0.03058 | -0.028932 | -0.027254 | -0.026014 | -0.024377 | -0.023272 | -0.021845 | -0.020744 | -0.019825 | -0.019014 | -0.018008 | -0.017248 | -0.016641 | -0.015664 | -0.013535 | -0.009602 | -0.006753 | -0.004554 | -0.00302 | -0.001431 | -0.000674 | 0 | 0.000502 | 0.001798 | 0.002847 | 0.004133 | 0.004964 | 0.005901 | 0.006391 | 0.007216 | 0.007674 | 0.007841 | 0.007582
-0.037693 | -0.036159 | -0.033708 | -0.031872 | -0.029766 | -0.028122 | -0.026513 | -0.025286 | -0.023862 | -0.022817 | -0.021508 | -0.020454 | -0.019551 | -0.01869 | -0.0177 | -0.017003 | -0.016451 | -0.015513 | -0.0133 | -0.009555 | -0.006846 | -0.004707 | -0.003068 | -0.001629 | -0.000757 | 0 | 0.000447 | 0.001643 | 0.002714 | 0.004178 | 0.004952 | 0.005798 | 0.006407 | 0.007022 | 0.007483 | 0.00759 | 0.007344
-0.036488 | -0.035026 | -0.032666 | -0.030852 | -0.028855 | -0.027314 | -0.025758 | -0.024532 | -0.023112 | -0.022024 | -0.020794 | -0.019778 | -0.018888 | -0.018042 | -0.017171 | -0.01641 | -0.015815 | -0.014938 | -0.012884 | -0.009224 | -0.006602 | -0.004557 | -0.002931 | -0.001492 | -0.000687 | 0 | 0.000489 | 0.001803 | 0.002844 | 0.003999 | 0.004736 | 0.005561 | 0.006127 | 0.006703 | 0.007028 | 0.007255 | 0.006996
-0.035685 | -0.034295 | -0.032026 | -0.03021 | -0.02825 | -0.026739 | -0.025201 | -0.02401 | -0.022642 | -0.021652 | -0.020428 | -0.019442 | -0.018543 | -0.017755 | -0.016857 | -0.016252 | -0.015672 | -0.014835 | -0.012743 | -0.009128 | -0.006499 | -0.004488 | -0.002893 | -0.001505 | -0.000755 | 0 | 0.000622 | 0.001768 | 0.00269 | 0.003909 | 0.004627 | 0.00542 | 0.005909 | 0.006631 | 0.006861 | 0.006931 | 0.006987
-0.034794 | -0.033354 | -0.031126 | -0.029394 | -0.027463 | -0.026043 | -0.024531 | -0.023442 | -0.022047 | -0.021038 | -0.019927 | -0.018951 | -0.018152 | -0.017311 | -0.016514 | -0.015815 | -0.015234 | -0.014456 | -0.012429 | -0.008954 | -0.00646 | -0.004458 | -0.002873 | -0.001509 | -0.000657 | 0 | 0.000587 | 0.001939 | 0.002912 | 0.004026 | 0.004671 | 0.005444 | 0.005902 | 0.006467 | 0.006819 | 0.006868 | 0.006812
-0.033948 | -0.032631 | -0.03043 | -0.028793 | -0.026937 | -0.025473 | -0.024056 | -0.022964 | -0.021638 | -0.020644 | -0.019548 | -0.018649 | -0.017821 | -0.01697 | -0.016264 | -0.015591 | -0.015068 | -0.014239 | -0.012289 | -0.008844 | -0.006319 | -0.004467 | -0.00287 | -0.001479 | -0.000755 | 0 | 0.000616 | 0.001821 | 0.002837 | 0.003795 | 0.004457 | 0.005086 | 0.005523 | 0.006116 | 0.006329 | 0.006451 | 0.00637
-0.033202 | -0.031867 | -0.029689 | -0.027975 | -0.026202 | -0.024767 | -0.023354 | -0.02233 | -0.021029 | -0.020123 | -0.019099 | -0.018197 | -0.017344 | -0.016655 | -0.015811 | -0.015276 | -0.014675 | -0.013938 | -0.011958 | -0.008591 | -0.006175 | -0.004248 | -0.002755 | -0.001518 | -0.00073 | 0 | 0.000484 | 0.001665 | 0.002547 | 0.003644 | 0.004231 | 0.004924 | 0.00531 | 0.005817 | 0.006151 | 0.006169 | 0.005971
-0.032449 | -0.03116 | -0.029096 | -0.027448 | -0.025701 | -0.024355 | -0.023011 | -0.02195 | -0.020761 | -0.019834 | -0.018802 | -0.017905 | -0.017148 | -0.016406 | -0.015656 | -0.014968 | -0.014446 | -0.013749 | -0.011855 | -0.008571 | -0.006122 | -0.004299 | -0.002712 | -0.001453 | -0.000724 | 0 | 0.000485 | 0.001617 | 0.002539 | 0.00358 | 0.004149 | 0.004748 | 0.00524 | 0.005679 | 0.005866 | 0.005959 | 0.005737
-0.031661 | -0.030403 | -0.028309 | -0.026678 | -0.024956 | -0.023536 | -0.022215 | -0.02119 | -0.019996 | -0.019064 | -0.018159 | -0.017268 | -0.016527 | -0.015795 | -0.015113 | -0.01449 | -0.014028 | -0.013263 | -0.011399 | -0.008143 | -0.00582 | -0.004034 | -0.00255 | -0.001341 | -0.000618 | 0 | 0.000455 | 0.001587 | 0.002521 | 0.003577 | 0.004125 | 0.004726 | 0.005122 | 0.005557 | 0.005747 | 0.005831 | 0.005873
-0.031063 | -0.029784 | -0.027799 | -0.026232 | -0.02458 | -0.023254 | -0.021919 | -0.020965 | -0.019793 | -0.018942 | -0.018 | -0.017178 | -0.016453 | -0.015746 | -0.015039 | -0.014414 | -0.013893 | -0.013205 | -0.011394 | -0.008239 | -0.005949 | -0.004177 | -0.002688 | -0.001429 | -0.000641 | 0 | 0.00053 | 0.001623 | 0.002422 | 0.003391 | 0.003988 | 0.004518 | 0.004955 | 0.005377 | 0.005538 | 0.005597 | 0.005552
-0.030332 | -0.029106 | -0.027115 | -0.025595 | -0.023969 | -0.022669 | -0.021344 | -0.020365 | -0.019253 | -0.01839 | -0.017477 | -0.016638 | -0.01596 | -0.015302 | -0.014596 | -0.014006 | -0.013516 | -0.012878 | -0.011077 | -0.007951 | -0.005703 | -0.003939 | -0.00253 | -0.001337 | -0.000578 | 0 | 0.000547 | 0.001698 | 0.002562 | 0.003402 | 0.003916 | 0.004403 | 0.004764 | 0.005152 | 0.00534 | 0.005361 | 0.005415
-0.029615 | -0.028388 | -0.026462 | -0.024926 | -0.023334 | -0.022056 | -0.020801 | -0.019851 | -0.018814 | -0.017927 | -0.01708 | -0.016284 | -0.015653 | -0.01492 | -0.01434 | -0.013743 | -0.013291 | -0.012616 | -0.010838 | -0.007791 | -0.0056 | -0.003928 | -0.002508 | -0.001325 | -0.000658 | 0 | 0.000658 | 0.001784 | 0.002495 | 0.003418 | 0.003901 | 0.004396 | 0.004698 | 0.00507 | 0.005255 | 0.005219 | 0.00518
-0.02875 | -0.027536 | -0.025637 | -0.024207 | -0.022632 | -0.021423 | -0.020182 | -0.019272 | -0.018244 | -0.017424 | -0.016548 | -0.015831 | -0.01511 | -0.014421 | -0.013782 | -0.013214 | -0.012833 | -0.012187 | -0.010464 | -0.00751 | -0.005393 | -0.003706 | -0.002383 | -0.001263 | -0.000642 | 0 | 0.000668 | 0.001738 | 0.002572 | 0.003208 | 0.003663 | 0.004137 | 0.004443 | 0.00478 | 0.004876 | 0.004855 | 0.004833
-0.028122 | -0.026989 | -0.025153 | -0.023677 | -0.02219 | -0.02093 | -0.019734 | -0.018855 | -0.017817 | -0.017012 | -0.016141 | -0.015466 | -0.014776 | -0.014162 | -0.013534 | -0.012976 | -0.012542 | -0.011961 | -0.010256 | -0.00731 | -0.005217 | -0.003583 | -0.002236 | -0.001208 | -0.000496 | 0 | 0.00057 | 0.001538 | 0.002187 | 0.002942 | 0.003442 | 0.003819 | 0.004079 | 0.004403 | 0.004567 | 0.004542 | 0.004418
-0.027635 | -0.026454 | -0.02462 | -0.023121 | -0.021639 | -0.020427 | -0.019233 | -0.018356 | -0.017373 | -0.016572 | -0.015774 | -0.014995 | -0.014384 | -0.013754 | -0.013139 | -0.012625 | -0.012163 | -0.011562 | -0.009865 | -0.007028 | -0.004998 | -0.003431 | -0.00211 | -0.001133 | -0.00052 | 0 | 0.00049 | 0.001342 | 0.002012 | 0.002919 | 0.003373 | 0.00382 | 0.004123 | 0.004371 | 0.00454 | 0.004581 | 0.004352
-0.027272 | -0.026085 | -0.024286 | -0.022859 | -0.021398 | -0.020205 | -0.019027 | -0.018128 | -0.017179 | -0.016392 | -0.01557 | -0.014817 | -0.014211 | -0.013561 | -0.013002 | -0.012451 | -0.012046 | -0.011419 | -0.009793 | -0.006975 | -0.004914 | -0.003324 | -0.002076 | -0.001074 | -0.000549 | 0 | 0.000412 | 0.001302 | 0.001986 | 0.002718 | 0.003124 | 0.003582 | 0.003857 | 0.004171 | 0.004308 | 0.004282 | 0.004055
-0.026906 | -0.025796 | -0.024001 | -0.022581 | -0.021144 | -0.019922 | -0.018775 | -0.017902 | -0.016935 | -0.016184 | -0.015392 | -0.014668 | -0.014053 | -0.01343 | -0.012828 | -0.012287 | -0.011893 | -0.011313 | -0.009667 | -0.006814 | -0.004808 | -0.003198 | -0.002002 | -0.001047 | -0.000489 | 0 | 0.000332 | 0.001192 | 0.001808 | 0.002718 | 0.003114 | 0.003573 | 0.003846 | 0.004093 | 0.004276 | 0.004245 | 0.004098
-0.026765 | -0.025613 | -0.023789 | -0.022347 | -0.020917 | -0.019715 | -0.018539 | -0.017698 | -0.016734 | -0.015963 | -0.015181 | -0.014448 | -0.013831 | -0.013206 | -0.012579 | -0.01205 | -0.011625 | -0.011014 | -0.009387 | -0.006632 | -0.004659 | -0.003095 | -0.001864 | -0.000964 | -0.000458 | 0 | 0.00038 | 0.001309 | 0.001922 | 0.002665 | 0.003128 | 0.003566 | 0.003831 | 0.004123 | 0.0043 | 0.00428 | 0.004237
-0.026817 | -0.025677 | -0.023897 | -0.022457 | -0.021044 | -0.019835 | -0.018662 | -0.01778 | -0.016818 | -0.01603 | -0.015234 | -0.014496 | -0.013892 | -0.013243 | -0.012639 | -0.012117 | -0.011688 | -0.0111 | -0.009491 | -0.006709 | -0.00464 | -0.003066 | -0.001851 | -0.00099 | -0.000483 | 0 | 0.000342 | 0.001183 | 0.001773 | 0.002596 | 0.003025 | 0.003479 | 0.003756 | 0.004081 | 0.004234 | 0.004197 | 0.004018
-0.026887 | -0.025784 | -0.024007 | -0.022587 | -0.02113 | -0.019896 | -0.018702 | -0.01786 | -0.016879 | -0.016105 | -0.015285 | -0.014571 | -0.013933 | -0.013301 | -0.012696 | -0.012159 | -0.01168 | -0.011106 | -0.009451 | -0.006634 | -0.00463 | -0.003011 | -0.001801 | -0.000954 | -0.00043 | 0 | 0.000369 | 0.00123 | 0.001845 | 0.002696 | 0.003231 | 0.003728 | 0.004049 | 0.004361 | 0.004549 | 0.004481 | 0.004342
-0.026966 | -0.025852 | -0.024099 | -0.022681 | -0.021244 | -0.020041 | -0.01891 | -0.017998 | -0.017023 | -0.016267 | -0.015439 | -0.01473 | -0.014064 | -0.013418 | -0.01279 | -0.012243 | -0.011776 | -0.011196 | -0.009567 | -0.00677 | -0.004676 | -0.00309 | -0.001868 | -0.001013 | -0.000512 | 0 | 0.000398 | 0.001248 | 0.001917 | 0.002779 | 0.003274 | 0.003768 | 0.00414 | 0.004527 | 0.004639 | 0.004606 | 0.004515
-0.027815 | -0.02673 | -0.025018 | -0.023617 | -0.022146 | -0.020871 | -0.01964 | -0.018672 | -0.017645 | -0.016779 | -0.015889 | -0.015047 | -0.014365 | -0.013643 | -0.012949 | -0.012371 | -0.011839 | -0.011227 | -0.009446 | -0.006458 | -0.004359 | -0.002902 | -0.001839 | -0.001018 | -0.000521 | 0 | 0.000391 | 0.001325 | 0.002097 | 0.003022 | 0.00376 | 0.004456 | 0.005004 | 0.005492 | 0.005722 | 0.005668 | 0.005544
-0.027374 | -0.026315 | -0.024589 | -0.02317 | -0.021719 | -0.020459 | -0.019226 | -0.018291 | -0.017237 | -0.016389 | -0.015523 | -0.01473 | -0.014034 | -0.013346 | -0.012696 | -0.012083 | -0.011638 | -0.011029 | -0.009244 | -0.006245 | -0.004163 | -0.002719 | -0.001696 | -0.000927 | -0.000462 | 0 | 0.000443 | 0.001349 | 0.002141 | 0.003038 | 0.003746 | 0.004403 | 0.004977 | 0.005437 | 0.00568 | 0.005626 | 0.005396
-0.027095 | -0.026027 | -0.024349 | -0.02294 | -0.021461 | -0.020213 | -0.019 | -0.018065 | -0.017065 | -0.016244 | -0.015386 | -0.014585 | -0.013917 | -0.013241 | -0.012555 | -0.011965 | -0.011484 | -0.010897 | -0.009092 | -0.006098 | -0.004055 | -0.002639 | -0.001607 | -0.000843 | -0.000385 | 0 | 0.000484 | 0.001349 | 0.002107 | 0.003022 | 0.003702 | 0.004356 | 0.004867 | 0.005297 | 0.005528 | 0.005549 | 0.005435
-0.026784 | -0.025721 | -0.024066 | -0.022694 | -0.02128 | -0.020058 | -0.018896 | -0.017973 | -0.01695 | -0.016187 | -0.015338 | -0.014542 | -0.01385 | -0.013176 | -0.012525 | -0.011951 | -0.011482 | -0.010898 | -0.009163 | -0.006242 | -0.004217 | -0.00278 | -0.001693 | -0.000911 | -0.000414 | 0 | 0.000421 | 0.001367 | 0.002101 | 0.002997 | 0.003668 | 0.00429 | 0.004812 | 0.00524 | 0.005441 | 0.005408 | 0.00523
-0.026503 | -0.025472 | -0.023789 | -0.022382 | -0.021002 | -0.019757 | -0.018574 | -0.017653 | -0.016661 | -0.015876 | -0.015027 | -0.014266 | -0.013651 | -0.012993 | -0.012338 | -0.011826 | -0.01135 | -0.01078 | -0.009034 | -0.006097 | -0.004103 | -0.002672 | -0.001673 | -0.000911 | -0.000467 | 0 | 0.000408 | 0.001272 | 0.001984 | 0.002909 | 0.00355 | 0.00415 | 0.004662 | 0.005047 | 0.005289 | 0.005262 | 0.005097
-0.026282 | -0.025246 | -0.023636 | -0.022277 | -0.020841 | -0.019635 | -0.018475 | -0.017591 | -0.016641 | -0.015839 | -0.01502 | -0.014264 | -0.013607 | -0.012969 | -0.012314 | -0.011788 | -0.011327 | -0.010705 | -0.00899 | -0.006098 | -0.004116 | -0.002697 | -0.001638 | -0.000852 | -0.000389 | 0 | 0.000375 | 0.001251 | 0.002005 | 0.002892 | 0.003527 | 0.00415 | 0.004607 | 0.004988 | 0.005179 | 0.005168 | 0.005003
-0.026156 | -0.025114 | -0.023462 | -0.022099 | -0.02072 | -0.019548 | -0.018379 | -0.017517 | -0.016575 | -0.015785 | -0.014961 | -0.014233 | -0.013568 | -0.012967 | -0.012337 | -0.011786 | -0.011335 | -0.010772 | -0.009108 | -0.00625 | -0.004219 | -0.002792 | -0.001744 | -0.000942 | -0.000434 | 0 | 0.000346 | 0.001253 | 0.001995 | 0.002795 | 0.003389 | 0.004003 | 0.004458 | 0.004866 | 0.005062 | 0.004981 | 0.004889
-0.025994 | -0.024948 | -0.023303 | -0.021923 | -0.020511 | -0.019335 | -0.018168 | -0.017265 | -0.016337 | -0.015567 | -0.014768 | -0.014032 | -0.013425 | -0.012782 | -0.012191 | -0.011619 | -0.011203 | -0.010666 | -0.008945 | -0.006096 | -0.004138 | -0.00275 | -0.001727 | -0.000951 | -0.00043 | 0 | 0.000411 | 0.001327 | 0.002015 | 0.002815 | 0.003463 | 0.004052 | 0.004479 | 0.0048 | 0.004991 | 0.004958 | 0.00485
-0.025886 | -0.024818 | -0.023156 | -0.021821 | -0.020415 | -0.019248 | -0.018109 | -0.01729 | -0.016311 | -0.015563 | -0.014793 | -0.014049 | -0.013449 | -0.0128 | -0.012182 | -0.01164 | -0.011189 | -0.010614 | -0.008961 | -0.006152 | -0.004148 | -0.002712 | -0.001633 | -0.000872 | -0.000449 | 0 | 0.000435 | 0.00138 | 0.001995 | 0.002829 | 0.003418 | 0.003978 | 0.004426 | 0.004758 | 0.004958 | 0.004916 | 0.004789
-0.025662 | -0.02465 | -0.023061 | -0.021721 | -0.020359 | -0.019203 | -0.018057 | -0.017178 | -0.01621 | -0.015471 | -0.014693 | -0.013985 | -0.013351 | -0.012755 | -0.012147 | -0.01159 | -0.011167 | -0.010654 | -0.009003 | -0.006162 | -0.004154 | -0.002726 | -0.001637 | -0.000876 | -0.000343 | 0 | 0.000422 | 0.001374 | 0.001961 | 0.002799 | 0.003372 | 0.003966 | 0.004389 | 0.004764 | 0.004947 | 0.004883 | 0.004759
-0.025573 | -0.02453 | -0.02287 | -0.021576 | -0.020231 | -0.019072 | -0.017947 | -0.01708 | -0.016155 | -0.015458 | -0.014688 | -0.013958 | -0.013386 | -0.012768 | -0.012154 | -0.011656 | -0.011205 | -0.010677 | -0.008993 | -0.006197 | -0.004222 | -0.002792 | -0.001704 | -0.000911 | -0.000394 | 0 | 0.000469 | 0.001344 | 0.00197 | 0.002886 | 0.003465 | 0.003999 | 0.004444 | 0.00475 | 0.004907 | 0.004869 | 0.004736
-0.025591 | -0.024525 | -0.022902 | -0.021559 | -0.02021 | -0.01913 | -0.018048 | -0.017217 | -0.016278 | -0.015574 | -0.014796 | -0.014085 | -0.013483 | -0.012864 | -0.012243 | -0.011714 | -0.011309 | -0.010772 | -0.009136 | -0.006374 | -0.004381 | -0.002927 | -0.001839 | -0.00103 | -0.000489 | 0 | 0.000365 | 0.001316 | 0.001909 | 0.002787 | 0.003377 | 0.003869 | 0.004278 | 0.004621 | 0.00473 | 0.00469 | 0.004552
-0.025419 | -0.024406 | -0.02282 | -0.021498 | -0.020193 | -0.019076 | -0.017944 | -0.017125 | -0.016205 | -0.015484 | -0.014728 | -0.014056 | -0.013413 | -0.012816 | -0.012248 | -0.011708 | -0.011323 | -0.010815 | -0.00916 | -0.006371 | -0.004379 | -0.002941 | -0.001852 | -0.001035 | -0.0005 | 0 | 0.00042 | 0.001356 | 0.001991 | 0.002794 | 0.00341 | 0.003898 | 0.004217 | 0.004576 | 0.004713 | 0.004669 | 0.004491
-0.025249 | -0.024205 | -0.022638 | -0.021348 | -0.020003 | -0.018861 | -0.01778 | -0.016968 | -0.016075 | -0.015361 | -0.014597 | -0.013901 | -0.013345 | -0.012746 | -0.012134 | -0.011624 | -0.011204 | -0.010685 | -0.009038 | -0.006292 | -0.004321 | -0.002857 | -0.001738 | -0.000924 | -0.0004 | 0 | 0.00055 | 0.001515 | 0.002216 | 0.002969 | 0.003532 | 0.004054 | 0.004421 | 0.004717 | 0.004855 | 0.004809 | 0.004665
-0.025117 | -0.024118 | -0.022539 | -0.021257 | -0.019922 | -0.018805 | -0.017716 | -0.016885 | -0.015996 | -0.01525 | -0.014544 | -0.013845 | -0.01326 | -0.012645 | -0.01209 | -0.011549 | -0.011158 | -0.010632 | -0.009041 | -0.006287 | -0.004283 | -0.002842 | -0.001692 | -0.00085 | -0.000372 | 0 | 0.000616 | 0.001627 | 0.002319 | 0.002984 | 0.003522 | 0.004012 | 0.00435 | 0.004685 | 0.004824 | 0.004724 | 0.004648
-0.025079 | -0.024071 | -0.022482 | -0.021153 | -0.019843 | -0.018715 | -0.017625 | -0.016796 | -0.0159 | -0.015199 | -0.014481 | -0.013811 | -0.013268 | -0.012683 | -0.012101 | -0.011584 | -0.011195 | -0.010688 | -0.009046 | -0.006275 | -0.004326 | -0.002858 | -0.001778 | -0.000987 | -0.000494 | 0 | 0.000651 | 0.001626 | 0.002313 | 0.002981 | 0.003474 | 0.003966 | 0.004268 | 0.004555 | 0.004696 | 0.00461 | 0.004599
-0.025096 | -0.02403 | -0.022438 | -0.021159 | -0.019847 | -0.018742 | -0.017668 | -0.016868 | -0.015991 | -0.015324 | -0.014557 | -0.013929 | -0.013368 | -0.012799 | -0.012222 | -0.011719 | -0.011325 | -0.010816 | -0.009195 | -0.006494 | -0.004562 | -0.003078 | -0.001934 | -0.001092 | -0.000515 | 0 | 0.000546 | 0.001589 | 0.002304 | 0.003023 | 0.0035 | 0.003929 | 0.004255 | 0.004526 | 0.004659 | 0.00454 | 0.004412
-0.024932 | -0.023904 | -0.022363 | -0.021098 | -0.019813 | -0.018724 | -0.017637 | -0.016859 | -0.016003 | -0.015288 | -0.014552 | -0.013936 | -0.013338 | -0.01277 | -0.0122 | -0.011709 | -0.011301 | -0.010817 | -0.009236 | -0.00647 | -0.004478 | -0.003013 | -0.001883 | -0.00104 | -0.000511 | 0 | 0.000506 | 0.001562 | 0.002271 | 0.002981 | 0.00351 | 0.003929 | 0.004219 | 0.00449 | 0.004573 | 0.004506 | 0.004408
-0.024843 | -0.02384 | -0.022253 | -0.020964 | -0.019658 | -0.018525 | -0.017478 | -0.016712 | -0.015855 | -0.015191 | -0.014483 | -0.013852 | -0.013319 | -0.012713 | -0.012192 | -0.011691 | -0.011297 | -0.010793 | -0.009182 | -0.006439 | -0.004484 | -0.003022 | -0.001925 | -0.001062 | -0.000531 | 0 | 0.000471 | 0.001383 | 0.002116 | 0.002991 | 0.003458 | 0.003873 | 0.004175 | 0.004429 | 0.004519 | 0.00445 | 0.004397
-0.024686 | -0.023611 | -0.022022 | -0.020757 | -0.019475 | -0.01838 | -0.01734 | -0.01658 | -0.015706 | -0.01507 | -0.014357 | -0.013713 | -0.013164 | -0.012593 | -0.012075 | -0.011541 | -0.011195 | -0.010659 | -0.009091 | -0.006397 | -0.004464 | -0.003031 | -0.001878 | -0.001047 | -0.000506 | 0 | 0.000351 | 0.001214 | 0.001923 | 0.002857 | 0.003364 | 0.00377 | 0.004027 | 0.004277 | 0.004401 | 0.004273 | 0.004087
-0.024314 | -0.023298 | -0.021766 | -0.020485 | -0.019251 | -0.018165 | -0.017097 | -0.016354 | -0.015501 | -0.014855 | -0.014148 | -0.013545 | -0.013042 | -0.012483 | -0.011927 | -0.011467 | -0.011109 | -0.010587 | -0.009037 | -0.006335 | -0.004422 | -0.002997 | -0.001869 | -0.001054 | -0.000526 | 0 | 0.00023 | 0.000966 | 0.001643 | 0.002538 | 0.003043 | 0.003502 | 0.003755 | 0.00398 | 0.004073 | 0.003991 | 0.003855
-0.023866 | -0.02282 | -0.021267 | -0.020022 | -0.018738 | -0.017666 | -0.016651 | -0.015949 | -0.0151 | -0.014498 | -0.013811 | -0.013211 | -0.012673 | -0.012151 | -0.011638 | -0.011163 | -0.010766 | -0.010286 | -0.008737 | -0.006116 | -0.004256 | -0.002851 | -0.00179 | -0.000954 | -0.000468 | 0 | 0.000181 | 0.000894 | 0.001563 | 0.002466 | 0.002885 | 0.003294 | 0.003586 | 0.003787 | 0.003838 | 0.003772 | 0.003565
-0.0232 | -0.022195 | -0.020716 | -0.019512 | -0.018272 | -0.017256 | -0.016264 | -0.015565 | -0.01475 | -0.014158 | -0.013467 | -0.012899 | -0.012376 | -0.011837 | -0.011341 | -0.010867 | -0.010492 | -0.010023 | -0.008535 | -0.005984 | -0.004144 | -0.002754 | -0.00167 | -0.000919 | -0.000435 | 0 | 0.000243 | 0.001032 | 0.001669 | 0.002403 | 0.002879 | 0.003221 | 0.003511 | 0.003676 | 0.003741 | 0.00366 | 0.003458
-0.022864 | -0.021892 | -0.020427 | -0.019213 | -0.018008 | -0.016973 | -0.016015 | -0.015284 | -0.014477 | -0.013877 | -0.013272 | -0.012663 | -0.012169 | -0.011667 | -0.011132 | -0.010699 | -0.01034 | -0.009886 | -0.00838 | -0.00582 | -0.00401 | -0.002636 | -0.001604 | -0.000862 | -0.000355 | 0 | 0.000302 | 0.001073 | 0.001657 | 0.002408 | 0.002823 | 0.003199 | 0.003377 | 0.003594 | 0.003638 | 0.00354 | 0.003295
-0.022699 | -0.021697 | -0.020238 | -0.01905 | -0.017803 | -0.01679 | -0.015839 | -0.015187 | -0.014364 | -0.013781 | -0.01312 | -0.012599 | -0.01207 | -0.011555 | -0.011036 | -0.01063 | -0.010254 | -0.009786 | -0.008313 | -0.005801 | -0.004065 | -0.00271 | -0.001656 | -0.00092 | -0.000464 | 0 | 0.000269 | 0.00101 | 0.001637 | 0.002337 | 0.002703 | 0.003052 | 0.003233 | 0.003418 | 0.003488 | 0.003399 | 0.003309
-0.022542 | -0.021532 | -0.020026 | -0.018834 | -0.017595 | -0.01656 | -0.015596 | -0.01491 | -0.014119 | -0.013548 | -0.012864 | -0.012296 | -0.011843 | -0.011318 | -0.01085 | -0.010416 | -0.010016 | -0.009601 | -0.008129 | -0.005648 | -0.003878 | -0.002521 | -0.001528 | -0.00079 | -0.000366 | 0 | 0.000237 | 0.001008 | 0.00153 | 0.002234 | 0.002589 | 0.002953 | 0.003174 | 0.003313 | 0.003357 | 0.003269 | 0.00308
-0.02234 | -0.021321 | -0.019825 | -0.018593 | -0.017339 | -0.016345 | -0.015358 | -0.014676 | -0.013888 | -0.013309 | -0.01263 | -0.012139 | -0.011646 | -0.011126 | -0.010662 | -0.010173 | -0.009869 | -0.009398 | -0.007907 | -0.005408 | -0.003704 | -0.002403 | -0.001412 | -0.000698 | -0.000349 | 0 | 0.000237 | 0.000912 | 0.001441 | 0.002147 | 0.002493 | 0.002804 | 0.002992 | 0.003132 | 0.003218 | 0.003107 | 0.002865
-0.022104 | -0.021103 | -0.0196 | -0.018425 | -0.017191 | -0.016198 | -0.015225 | -0.014573 | -0.013738 | -0.013257 | -0.012539 | -0.012034 | -0.011527 | -0.011033 | -0.010547 | -0.01008 | -0.009739 | -0.009288 | -0.007856 | -0.005397 | -0.003679 | -0.002341 | -0.00139 | -0.000744 | -0.000302 | 0 | 0.000231 | 0.000967 | 0.001477 | 0.002088 | 0.002419 | 0.002757 | 0.002934 | 0.003075 | 0.003185 | 0.003006 | 0.00285
-0.022164 | -0.021157 | -0.019665 | -0.018436 | -0.017244 | -0.016182 | -0.01524 | -0.014547 | -0.013745 | -0.01316 | -0.012515 | -0.011977 | -0.01153 | -0.010977 | -0.01049 | -0.010052 | -0.009669 | -0.009267 | -0.007797 | -0.005307 | -0.003595 | -0.002275 | -0.001332 | -0.000672 | -0.000351 | 0 | 0.000285 | 0.000887 | 0.001354 | 0.002037 | 0.00238 | 0.002744 | 0.002938 | 0.003151 | 0.003163 | 0.003022 | 0.002937
-0.022292 | -0.02128 | -0.019755 | -0.018516 | -0.017251 | -0.016215 | -0.015274 | -0.014634 | -0.013782 | -0.013241 | -0.012552 | -0.012011 | -0.011548 | -0.01094 | -0.010483 | -0.010023 | -0.009665 | -0.009224 | -0.007728 | -0.005235 | -0.003526 | -0.002209 | -0.001257 | -0.000636 | -0.000307 | 0 | 0.000287 | 0.001042 | 0.001489 | 0.002051 | 0.002367 | 0.002712 | 0.002922 | 0.003125 | 0.003158 | 0.003035 | 0.002824
-0.022556 | -0.021555 | -0.020076 | -0.018874 | -0.017611 | -0.016566 | -0.015652 | -0.014972 | -0.014086 | -0.01357 | -0.012828 | -0.012283 | -0.011794 | -0.011286 | -0.010772 | -0.010286 | -0.009925 | -0.009473 | -0.007996 | -0.005488 | -0.00367 | -0.002364 | -0.001402 | -0.000714 | -0.00039 | 0 | 0.000349 | 0.001032 | 0.001468 | 0.00209 | 0.002489 | 0.002886 | 0.003108 | 0.003238 | 0.003357 | 0.003181 | 0.003076
-0.022882 | -0.021877 | -0.020362 | -0.019129 | -0.017804 | -0.016799 | -0.015772 | -0.015078 | -0.014161 | -0.013632 | -0.01293 | -0.012362 | -0.011842 | -0.011317 | -0.010861 | -0.010346 | -0.009986 | -0.009501 | -0.00796 | -0.005368 | -0.003592 | -0.002235 | -0.00127 | -0.000674 | -0.000323 | 0 | 0.000365 | 0.001216 | 0.001696 | 0.002282 | 0.002539 | 0.002988 | 0.003208 | 0.003446 | 0.003519 | 0.003403 | 0.003092
-0.023436 | -0.022418 | -0.02088 | -0.019633 | -0.018322 | -0.017273 | -0.016256 | -0.015558 | -0.014694 | -0.014102 | -0.013385 | -0.012799 | -0.012325 | -0.011718 | -0.011207 | -0.010683 | -0.010353 | -0.009843 | -0.00831 | -0.005659 | -0.003781 | -0.002385 | -0.001406 | -0.00075 | -0.00036 | 0 | 0.000342 | 0.0011 | 0.00165 | 0.002354 | 0.002724 | 0.003132 | 0.003403 | 0.003726 | 0.003739 | 0.003596 | 0.003496
-0.023737 | -0.02273 | -0.021158 | -0.019936 | -0.018565 | -0.017526 | -0.016456 | -0.015761 | -0.014852 | -0.014315 | -0.013544 | -0.012936 | -0.012456 | -0.011863 | -0.01136 | -0.010879 | -0.01047 | -0.009985 | -0.008424 | -0.005746 | -0.003769 | -0.002402 | -0.001364 | -0.000668 | -0.000239 | 0 | 0.000283 | 0.000965 | 0.001506 | 0.002277 | 0.002759 | 0.003137 | 0.003385 | 0.003651 | 0.003791 | 0.003562 | 0.003371
-0.023903 | -0.022903 | -0.021315 | -0.020107 | -0.018705 | -0.017686 | -0.01664 | -0.015953 | -0.015057 | -0.014454 | -0.013718 | -0.013202 | -0.012651 | -0.012113 | -0.011597 | -0.01105 | -0.01066 | -0.010175 | -0.00861 | -0.005896 | -0.003951 | -0.002502 | -0.001473 | -0.000781 | -0.000355 | 0 | 0.000169 | 0.001026 | 0.001594 | 0.002331 | 0.00267 | 0.003153 | 0.0034 | 0.003712 | 0.003706 | 0.003561 | 0.003372
-0.024138 | -0.023138 | -0.021571 | -0.020318 | -0.018933 | -0.01789 | -0.016871 | -0.01618 | -0.015188 | -0.014714 | -0.013915 | -0.01334 | -0.012861 | -0.012255 | -0.011818 | -0.011327 | -0.010889 | -0.010356 | -0.008818 | -0.006106 | -0.004114 | -0.002657 | -0.001571 | -0.000761 | -0.000388 | 0 | 0.000217 | 0.001047 | 0.001616 | 0.002368 | 0.002821 | 0.003095 | 0.003438 | 0.003722 | 0.003731 | 0.003552 | 0.003432

## ACS193_CC_tcarray
-0.04502 | -0.040006 | -0.03455 | -0.030805 | -0.029717 | -0.025892 | -0.023881 | -0.020392 | -0.018597 | -0.01569 | -0.014479 | -0.013956 | -0.011933 | -0.011125 | -0.009606 | -0.009401 | -0.00957 | -0.008629 | -0.008153 | -0.006574 | -0.00421 | -0.002199 | -0.001545 | -0.000582 | -0.000497 | 0 | 0.001166 | 0.00209 | 0.002499 | 0.002666 | 0.00267 | 0.001823 | 0.002104 | 0.002193 | 0.002369 | 0.002069 | 0.002732
-0.049314 | -0.045276 | -0.038846 | -0.034113 | -0.031068 | -0.027925 | -0.02497 | -0.023109 | -0.020877 | -0.019103 | -0.017335 | -0.016335 | -0.015697 | -0.014654 | -0.013482 | -0.013329 | -0.013454 | -0.012274 | -0.010269 | -0.007081 | -0.005416 | -0.003978 | -0.002581 | -0.002276 | -0.001738 | 0 | 0.000548 | 0.001728 | 0.001431 | 0.002062 | 0.002586 | 0.003137 | 0.00418 | 0.003927 | 0.003866 | 0.004832 | 0.003002
-0.053049 | -0.048005 | -0.041381 | -0.037323 | -0.034193 | -0.03079 | -0.027992 | -0.025183 | -0.023629 | -0.021159 | -0.019545 | -0.018402 | -0.016744 | -0.015565 | -0.014076 | -0.013534 | -0.013228 | -0.012188 | -0.010844 | -0.008626 | -0.006522 | -0.005018 | -0.0035 | -0.001845 | -0.001123 | 0 | 0.001151 | 0.002883 | 0.003268 | 0.004465 | 0.004719 | 0.004935 | 0.005696 | 0.005479 | 0.005517 | 0.005607 | 0.005105
-0.049301 | -0.04575 | -0.040088 | -0.035865 | -0.033794 | -0.030257 | -0.027377 | -0.024932 | -0.022557 | -0.02054 | -0.018861 | -0.017439 | -0.016294 | -0.014852 | -0.014459 | -0.013678 | -0.01348 | -0.012796 | -0.011543 | -0.008105 | -0.005906 | -0.00428 | -0.003209 | -0.002077 | -0.000891 | 0 | 0.001219 | 0.002097 | 0.002745 | 0.003644 | 0.004156 | 0.004856 | 0.005379 | 0.005753 | 0.006257 | 0.006179 | 0.00603
-0.05197 | -0.047644 | -0.041287 | -0.037054 | -0.033866 | -0.030353 | -0.027914 | -0.025377 | -0.023712 | -0.022156 | -0.020394 | -0.019476 | -0.018018 | -0.017359 | -0.015616 | -0.014844 | -0.015144 | -0.013688 | -0.011159 | -0.008381 | -0.006858 | -0.005151 | -0.003693 | -0.001988 | -0.001072 | 0 | 0.001122 | 0.002784 | 0.003457 | 0.004372 | 0.004784 | 0.00611 | 0.006989 | 0.006709 | 0.007483 | 0.007532 | 0.006745
-0.052373 | -0.047577 | -0.041475 | -0.037782 | -0.034943 | -0.032212 | -0.029931 | -0.027808 | -0.0256 | -0.023786 | -0.021876 | -0.020104 | -0.018564 | -0.017515 | -0.015813 | -0.015201 | -0.014382 | -0.013427 | -0.0121 | -0.009739 | -0.00764 | -0.005759 | -0.003957 | -0.002244 | -0.001536 | 0 | 0.00148 | 0.002517 | 0.003623 | 0.00431 | 0.005241 | 0.005625 | 0.006373 | 0.006852 | 0.006896 | 0.007605 | 0.007818
-0.051168 | -0.047199 | -0.041105 | -0.036976 | -0.034202 | -0.030813 | -0.028191 | -0.025385 | -0.023257 | -0.021573 | -0.019572 | -0.018587 | -0.017006 | -0.016237 | -0.015425 | -0.014603 | -0.013985 | -0.013215 | -0.011427 | -0.008085 | -0.006437 | -0.004585 | -0.003281 | -0.00216 | -0.00091 | 0 | 0.001321 | 0.002725 | 0.003349 | 0.004218 | 0.004817 | 0.005905 | 0.006597 | 0.00729 | 0.007547 | 0.007671 | 0.007899
-0.050536 | -0.045854 | -0.039523 | -0.035916 | -0.03277 | -0.03013 | -0.027726 | -0.025951 | -0.024018 | -0.022316 | -0.02035 | -0.01912 | -0.017883 | -0.01639 | -0.015289 | -0.014478 | -0.013877 | -0.012656 | -0.010544 | -0.0085 | -0.006987 | -0.005521 | -0.003792 | -0.002227 | -0.001107 | 0 | 0.00112 | 0.002488 | 0.003431 | 0.004461 | 0.005026 | 0.005965 | 0.00676 | 0.006987 | 0.007561 | 0.007589 | 0.007938
-0.050342 | -0.046085 | -0.040284 | -0.036415 | -0.033961 | -0.031154 | -0.028655 | -0.026226 | -0.023929 | -0.021908 | -0.02038 | -0.018913 | -0.017256 | -0.016107 | -0.014839 | -0.013949 | -0.013522 | -0.012667 | -0.011371 | -0.008779 | -0.006548 | -0.00483 | -0.003475 | -0.002178 | -0.001195 | 0 | 0.00085 | 0.001802 | 0.002801 | 0.003364 | 0.004258 | 0.004689 | 0.005444 | 0.005987 | 0.006174 | 0.006769 | 0.006688
-0.049499 | -0.045299 | -0.0393 | -0.035157 | -0.031974 | -0.029178 | -0.026628 | -0.024428 | -0.022816 | -0.021259 | -0.019551 | -0.018269 | -0.017096 | -0.016188 | -0.015295 | -0.014363 | -0.01389 | -0.01288 | -0.010508 | -0.007548 | -0.006135 | -0.004695 | -0.003262 | -0.001918 | -0.001022 | 0 | 0.000948 | 0.002022 | 0.002513 | 0.00353 | 0.004304 | 0.005129 | 0.00583 | 0.006249 | 0.006915 | 0.007236 | 0.00735
-0.04851 | -0.044032 | -0.03817 | -0.034653 | -0.032 | -0.029495 | -0.027609 | -0.025617 | -0.024006 | -0.022396 | -0.02077 | -0.019253 | -0.017785 | -0.016432 | -0.015167 | -0.014258 | -0.013543 | -0.012323 | -0.010594 | -0.008587 | -0.006982 | -0.005264 | -0.003669 | -0.002327 | -0.001121 | 0 | 0.000678 | 0.001775 | 0.002616 | 0.003396 | 0.003756 | 0.0047 | 0.005388 | 0.005743 | 0.00598 | 0.006059 | 0.006154
-0.046917 | -0.043058 | -0.037316 | -0.033416 | -0.030911 | -0.028205 | -0.025572 | -0.023476 | -0.021366 | -0.019614 | -0.018053 | -0.016636 | -0.015369 | -0.014384 | -0.013503 | -0.012835 | -0.012082 | -0.011465 | -0.009752 | -0.007109 | -0.005158 | -0.003757 | -0.002626 | -0.001559 | -0.000644 | 0 | 0.001012 | 0.001616 | 0.002294 | 0.002803 | 0.003586 | 0.004274 | 0.004976 | 0.005341 | 0.005657 | 0.006223 | 0.006352
-0.046532 | -0.042149 | -0.03617 | -0.032378 | -0.029346 | -0.026959 | -0.024822 | -0.022847 | -0.021569 | -0.020066 | -0.018712 | -0.017312 | -0.016146 | -0.015275 | -0.014109 | -0.013296 | -0.01263 | -0.011577 | -0.009412 | -0.007006 | -0.005704 | -0.004347 | -0.002968 | -0.001782 | -0.000964 | 0 | 0.000855 | 0.00174 | 0.002357 | 0.00318 | 0.003854 | 0.00469 | 0.005087 | 0.005475 | 0.006053 | 0.006189 | 0.006497
-0.045049 | -0.040898 | -0.035308 | -0.032003 | -0.029589 | -0.027173 | -0.025062 | -0.023317 | -0.02137 | -0.019869 | -0.018283 | -0.01715 | -0.015658 | -0.014678 | -0.013583 | -0.012688 | -0.011826 | -0.011208 | -0.009636 | -0.007666 | -0.005907 | -0.004362 | -0.00302 | -0.001754 | -0.000925 | 0 | 0.000756 | 0.001582 | 0.00222 | 0.002852 | 0.003509 | 0.003827 | 0.004459 | 0.004797 | 0.005022 | 0.005053 | 0.005225
-0.044133 | -0.040252 | -0.034798 | -0.031101 | -0.028415 | -0.025934 | -0.023714 | -0.021663 | -0.020246 | -0.018558 | -0.017168 | -0.016142 | -0.014993 | -0.01406 | -0.013057 | -0.012425 | -0.011959 | -0.011081 | -0.009309 | -0.006642 | -0.00507 | -0.003756 | -0.00265 | -0.001546 | -0.000725 | 0 | 0.000869 | 0.001597 | 0.002088 | 0.002823 | 0.00331 | 0.004089 | 0.004651 | 0.004927 | 0.005332 | 0.005562 | 0.005653
-0.043455 | -0.039204 | -0.033436 | -0.030083 | -0.027387 | -0.025301 | -0.023426 | -0.022015 | -0.020391 | -0.019241 | -0.017958 | -0.016773 | -0.015611 | -0.014589 | -0.013622 | -0.012725 | -0.012011 | -0.011035 | -0.009014 | -0.006917 | -0.005731 | -0.004459 | -0.003113 | -0.001769 | -0.000945 | 0 | 0.000769 | 0.001566 | 0.002339 | 0.002862 | 0.003512 | 0.003987 | 0.004481 | 0.004931 | 0.005127 | 0.005207 | 0.005
-0.041371 | -0.03747 | -0.032346 | -0.029168 | -0.026958 | -0.024727 | -0.022723 | -0.021065 | -0.019508 | -0.018079 | -0.016792 | -0.015489 | -0.014235 | -0.013326 | -0.012315 | -0.011556 | -0.01085 | -0.010242 | -0.008948 | -0.006963 | -0.005232 | -0.003806 | -0.002632 | -0.001646 | -0.000881 | 0 | 0.000724 | 0.001484 | 0.002062 | 0.002639 | 0.00311 | 0.003519 | 0.004043 | 0.0042 | 0.004528 | 0.004555 | 0.004988
-0.040131 | -0.036509 | -0.031169 | -0.02781 | -0.025364 | -0.023119 | -0.021285 | -0.019623 | -0.018238 | -0.017047 | -0.015873 | -0.014989 | -0.013999 | -0.013219 | -0.012419 | -0.011792 | -0.011119 | -0.010345 | -0.008375 | -0.006007 | -0.004836 | -0.003848 | -0.002584 | -0.001572 | -0.000732 | 0 | 0.000899 | 0.001455 | 0.002123 | 0.002599 | 0.003218 | 0.00391 | 0.004359 | 0.004577 | 0.004731 | 0.005127 | 0.005202
-0.039669 | -0.035576 | -0.030254 | -0.027343 | -0.024944 | -0.023029 | -0.021444 | -0.020049 | -0.018813 | -0.017554 | -0.016283 | -0.015146 | -0.014052 | -0.013227 | -0.012101 | -0.011353 | -0.010653 | -0.009813 | -0.008283 | -0.006761 | -0.005601 | -0.004203 | -0.00291 | -0.001756 | -0.000889 | 0 | 0.000551 | 0.001582 | 0.002124 | 0.002826 | 0.003252 | 0.003654 | 0.003952 | 0.004227 | 0.004378 | 0.004328 | 0.004344
-0.037501 | -0.034209 | -0.029591 | -0.026522 | -0.024406 | -0.022499 | -0.020553 | -0.019032 | -0.017525 | -0.016124 | -0.015165 | -0.014049 | -0.013031 | -0.012212 | -0.011373 | -0.010859 | -0.010324 | -0.009733 | -0.008354 | -0.006134 | -0.004642 | -0.003439 | -0.002422 | -0.001508 | -0.000741 | 0 | 0.000872 | 0.001526 | 0.002102 | 0.002499 | 0.00309 | 0.003491 | 0.00385 | 0.004006 | 0.004254 | 0.004367 | 0.004381
-0.037622 | -0.033923 | -0.028742 | -0.025744 | -0.023283 | -0.021345 | -0.019629 | -0.018453 | -0.017134 | -0.016222 | -0.015086 | -0.014317 | -0.013357 | -0.012634 | -0.011913 | -0.011206 | -0.010574 | -0.009718 | -0.007816 | -0.005921 | -0.004799 | -0.003784 | -0.002572 | -0.001551 | -0.000685 | 0 | 0.000909 | 0.001667 | 0.002169 | 0.002772 | 0.003264 | 0.003744 | 0.004035 | 0.004374 | 0.004561 | 0.00475 | 0.00472
-0.036163 | -0.032442 | -0.027807 | -0.025134 | -0.023185 | -0.021551 | -0.019968 | -0.0187 | -0.017538 | -0.01621 | -0.015152 | -0.014273 | -0.01308 | -0.012184 | -0.011308 | -0.010603 | -0.009979 | -0.009308 | -0.008041 | -0.006528 | -0.005228 | -0.003879 | -0.002833 | -0.001693 | -0.00085 | 0 | 0.000652 | 0.001513 | 0.002061 | 0.002593 | 0.002904 | 0.003227 | 0.00355 | 0.003663 | 0.003799 | 0.003697 | 0.003813
-0.034867 | -0.031718 | -0.027161 | -0.024296 | -0.022166 | -0.020317 | -0.018608 | -0.017115 | -0.015811 | -0.014796 | -0.013911 | -0.013033 | -0.012199 | -0.011524 | -0.010847 | -0.010237 | -0.009846 | -0.009214 | -0.007654 | -0.005551 | -0.004274 | -0.003298 | -0.002297 | -0.001332 | -0.000679 | 0 | 0.000951 | 0.001457 | 0.002149 | 0.002612 | 0.00309 | 0.00346 | 0.003817 | 0.003856 | 0.004051 | 0.004303 | 0.004548
-0.03471 | -0.031074 | -0.026451 | -0.023761 | -0.021527 | -0.019925 | -0.018513 | -0.017394 | -0.016397 | -0.015435 | -0.014517 | -0.013674 | -0.012804 | -0.012041 | -0.011313 | -0.010566 | -0.009969 | -0.009183 | -0.0075 | -0.005912 | -0.00491 | -0.003853 | -0.002638 | -0.001648 | -0.000783 | 0 | 0.000789 | 0.001617 | 0.002117 | 0.002638 | 0.003016 | 0.003376 | 0.003555 | 0.003778 | 0.003945 | 0.00393 | 0.003645
-0.033486 | -0.030174 | -0.025749 | -0.023153 | -0.021425 | -0.019803 | -0.018197 | -0.017009 | -0.015776 | -0.014705 | -0.013862 | -0.012918 | -0.011983 | -0.011276 | -0.010533 | -0.009904 | -0.009488 | -0.008854 | -0.007689 | -0.006074 | -0.004689 | -0.003443 | -0.002537 | -0.00149 | -0.000807 | 0 | 0.000726 | 0.001442 | 0.001981 | 0.002312 | 0.00267 | 0.002961 | 0.003185 | 0.003229 | 0.003284 | 0.003267 | 0.003485
-0.03221 | -0.029113 | -0.024763 | -0.022132 | -0.020054 | -0.01836 | -0.016952 | -0.015708 | -0.014737 | -0.013832 | -0.013047 | -0.012405 | -0.011707 | -0.011 | -0.010447 | -0.010005 | -0.009442 | -0.008844 | -0.007173 | -0.005243 | -0.004246 | -0.003354 | -0.002258 | -0.001407 | -0.000657 | 0 | 0.000836 | 0.001404 | 0.001999 | 0.002514 | 0.002848 | 0.003169 | 0.003323 | 0.003462 | 0.003605 | 0.003758 | 0.003589
-0.03199 | -0.028508 | -0.024165 | -0.021739 | -0.01977 | -0.018467 | -0.017119 | -0.016133 | -0.015214 | -0.014339 | -0.013517 | -0.012783 | -0.011849 | -0.011222 | -0.010407 | -0.009776 | -0.009235 | -0.008516 | -0.007128 | -0.005794 | -0.004798 | -0.00367 | -0.002615 | -0.001537 | -0.00074 | 0 | 0.000751 | 0.001575 | 0.002072 | 0.002531 | 0.002759 | 0.003038 | 0.003219 | 0.003275 | 0.003304 | 0.003295 | 0.003235
-0.030971 | -0.027988 | -0.023887 | -0.021399 | -0.019737 | -0.018184 | -0.016764 | -0.015593 | -0.014472 | -0.013512 | -0.01273 | -0.012045 | -0.011285 | -0.010543 | -0.009995 | -0.009445 | -0.00905 | -0.008562 | -0.007245 | -0.005448 | -0.004174 | -0.003105 | -0.00216 | -0.001313 | -0.000687 | 0 | 0.000811 | 0.001455 | 0.001961 | 0.002331 | 0.002656 | 0.002814 | 0.002976 | 0.002996 | 0.003058 | 0.003028 | 0.003228
-0.030701 | -0.027445 | -0.023145 | -0.020643 | -0.018596 | -0.017118 | -0.015888 | -0.014771 | -0.013987 | -0.013211 | -0.012553 | -0.011974 | -0.011233 | -0.010711 | -0.010089 | -0.009555 | -0.009064 | -0.008395 | -0.006745 | -0.005084 | -0.004234 | -0.003351 | -0.002303 | -0.001464 | -0.000655 | 0 | 0.000752 | 0.001473 | 0.001982 | 0.00242 | 0.002701 | 0.002937 | 0.003035 | 0.003115 | 0.003217 | 0.003166 | 0.003183
-0.029828 | -0.02656 | -0.022451 | -0.020145 | -0.018435 | -0.0172 | -0.015975 | -0.01501 | -0.0141 | -0.013237 | -0.012608 | -0.011873 | -0.011088 | -0.010447 | -0.009763 | -0.009198 | -0.008662 | -0.008121 | -0.006882 | -0.005517 | -0.004447 | -0.003366 | -0.002325 | -0.001434 | -0.00068 | 0 | 0.00071 | 0.001454 | 0.001913 | 0.002301 | 0.002463 | 0.002639 | 0.002758 | 0.002744 | 0.002679 | 0.002598 | 0.002625
-0.028744 | -0.025853 | -0.021996 | -0.019632 | -0.017995 | -0.016535 | -0.015142 | -0.01408 | -0.013136 | -0.012296 | -0.011737 | -0.011192 | -0.010515 | -0.009972 | -0.009376 | -0.009056 | -0.008666 | -0.008201 | -0.006751 | -0.004973 | -0.003879 | -0.002971 | -0.002126 | -0.001219 | -0.000694 | 0 | 0.000724 | 0.001349 | 0.001834 | 0.002129 | 0.002421 | 0.002557 | 0.002648 | 0.00265 | 0.002734 | 0.002711 | 0.002783
-0.028387 | -0.025176 | -0.021092 | -0.018875 | -0.017021 | -0.015772 | -0.014704 | -0.013851 | -0.013047 | -0.012412 | -0.011813 | -0.011277 | -0.010619 | -0.010039 | -0.009496 | -0.008862 | -0.008408 | -0.007767 | -0.006319 | -0.004953 | -0.004119 | -0.003221 | -0.002143 | -0.001336 | -0.000551 | 0 | 0.000773 | 0.001478 | 0.001918 | 0.002253 | 0.002554 | 0.002639 | 0.002681 | 0.002666 | 0.002692 | 0.002608 | 0.002489
-0.027273 | -0.024291 | -0.02056 | -0.018385 | -0.016936 | -0.015737 | -0.014516 | -0.013617 | -0.012737 | -0.011921 | -0.011458 | -0.010786 | -0.010049 | -0.009507 | -0.008945 | -0.00847 | -0.008057 | -0.007536 | -0.006406 | -0.005016 | -0.00394 | -0.002973 | -0.002107 | -0.001198 | -0.000615 | 0 | 0.000675 | 0.001348 | 0.001753 | 0.00203 | 0.00216 | 0.002218 | 0.002274 | 0.002208 | 0.002232 | 0.002028 | 0.001864
-0.026146 | -0.0234 | -0.019579 | -0.017365 | -0.015726 | -0.014431 | -0.013296 | -0.01236 | -0.011594 | -0.010943 | -0.010456 | -0.010067 | -0.009488 | -0.009029 | -0.008585 | -0.008178 | -0.007856 | -0.007392 | -0.005878 | -0.004282 | -0.003429 | -0.002674 | -0.00181 | -0.001114 | -0.00049 | 0 | 0.000793 | 0.001311 | 0.001732 | 0.002065 | 0.002239 | 0.002308 | 0.002365 | 0.002256 | 0.002294 | 0.002362 | 0.002409
-0.025887 | -0.022775 | -0.018989 | -0.017001 | -0.015374 | -0.014328 | -0.013382 | -0.01263 | -0.011938 | -0.011376 | -0.010859 | -0.0104 | -0.009742 | -0.009204 | -0.008637 | -0.008112 | -0.007592 | -0.007047 | -0.005773 | -0.004619 | -0.003868 | -0.003001 | -0.002054 | -0.001204 | -0.000557 | 0 | 0.000681 | 0.001327 | 0.001727 | 0.002007 | 0.002133 | 0.002136 | 0.002143 | 0.002095 | 0.002028 | 0.001831 | 0.001734
-0.024691 | -0.022073 | -0.018616 | -0.016519 | -0.015211 | -0.014073 | -0.012914 | -0.012051 | -0.011275 | -0.010538 | -0.010118 | -0.009666 | -0.008968 | -0.008535 | -0.008088 | -0.007664 | -0.007397 | -0.006965 | -0.005837 | -0.00442 | -0.003384 | -0.002518 | -0.001805 | -0.001087 | -0.000577 | 0 | 0.000609 | 0.001156 | 0.001497 | 0.001671 | 0.0018 | 0.001786 | 0.001737 | 0.001649 | 0.001675 | 0.001529 | 0.001541
-0.024196 | -0.021477 | -0.017878 | -0.015855 | -0.014267 | -0.013129 | -0.012116 | -0.011339 | -0.010716 | -0.010193 | -0.009821 | -0.009483 | -0.008972 | -0.008561 | -0.00806 | -0.007687 | -0.007236 | -0.006779 | -0.005295 | -0.003888 | -0.003163 | -0.002467 | -0.001657 | -0.000996 | -0.000444 | 0 | 0.000733 | 0.001203 | 0.001526 | 0.001813 | 0.001956 | 0.001944 | 0.001956 | 0.001858 | 0.001852 | 0.001766 | 0.00163
-0.02373 | -0.02089 | -0.017459 | -0.015576 | -0.014211 | -0.013284 | -0.012334 | -0.011632 | -0.010976 | -0.010383 | -0.009919 | -0.009531 | -0.008864 | -0.008367 | -0.00788 | -0.00738 | -0.006983 | -0.006493 | -0.005377 | -0.004269 | -0.003402 | -0.002561 | -0.001723 | -0.001012 | -0.000498 | 0 | 0.000531 | 0.001123 | 0.001377 | 0.001595 | 0.001642 | 0.001647 | 0.001562 | 0.001484 | 0.001392 | 0.001219 | 0.001101
-0.022949 | -0.020517 | -0.017214 | -0.015243 | -0.013941 | -0.012881 | -0.011791 | -0.010992 | -0.010243 | -0.009632 | -0.009326 | -0.008935 | -0.008345 | -0.007997 | -0.007542 | -0.007246 | -0.006892 | -0.006506 | -0.005304 | -0.003805 | -0.002862 | -0.002067 | -0.001449 | -0.000878 | -0.000446 | 0 | 0.000549 | 0.000949 | 0.001234 | 0.001408 | 0.001519 | 0.001485 | 0.001459 | 0.001386 | 0.001328 | 0.001214 | 0.001211
-0.022709 | -0.019982 | -0.016555 | -0.014748 | -0.013199 | -0.012169 | -0.011316 | -0.010624 | -0.010022 | -0.009558 | -0.009188 | -0.00891 | -0.008387 | -0.007971 | -0.007539 | -0.007104 | -0.006739 | -0.006249 | -0.004856 | -0.003619 | -0.002882 | -0.002215 | -0.00143 | -0.000845 | -0.000379 | 0 | 0.000619 | 0.001085 | 0.001348 | 0.001589 | 0.001664 | 0.001625 | 0.00163 | 0.00154 | 0.001489 | 0.001347 | 0.001262
-0.02254 | -0.019937 | -0.016713 | -0.014831 | -0.013577 | -0.012651 | -0.011665 | -0.010992 | -0.010353 | -0.009684 | -0.009343 | -0.00895 | -0.00829 | -0.007871 | -0.007378 | -0.006959 | -0.006633 | -0.006197 | -0.005139 | -0.003883 | -0.002934 | -0.002038 | -0.001377 | -0.00079 | -0.000436 | 0 | 0.000485 | 0.000975 | 0.001177 | 0.001336 | 0.001415 | 0.001415 | 0.001362 | 0.001254 | 0.001119 | 0.000978 | 0.000914
-0.022297 | -0.019837 | -0.016523 | -0.014619 | -0.013267 | -0.012233 | -0.011245 | -0.010444 | -0.009857 | -0.009363 | -0.009054 | -0.008679 | -0.008227 | -0.007819 | -0.007414 | -0.007035 | -0.006723 | -0.006324 | -0.00495 | -0.003517 | -0.00261 | -0.001861 | -0.001213 | -0.000716 | -0.000383 | 0 | 0.000574 | 0.000946 | 0.001189 | 0.001405 | 0.001486 | 0.001526 | 0.001549 | 0.001424 | 0.001416 | 0.001255 | 0.001231
-0.022387 | -0.019704 | -0.016463 | -0.014666 | -0.013287 | -0.012351 | -0.011488 | -0.010799 | -0.010214 | -0.009704 | -0.009293 | -0.008946 | -0.008392 | -0.007987 | -0.007521 | -0.007066 | -0.006669 | -0.006192 | -0.00493 | -0.003698 | -0.00283 | -0.002034 | -0.001295 | -0.000699 | -0.000304 | 0 | 0.000582 | 0.00104 | 0.001287 | 0.001502 | 0.001663 | 0.00163 | 0.001646 | 0.001582 | 0.001494 | 0.001353 | 0.001156
-0.02254 | -0.020091 | -0.01689 | -0.015035 | -0.013808 | -0.012827 | -0.011798 | -0.011047 | -0.010372 | -0.009738 | -0.00942 | -0.009052 | -0.008429 | -0.008032 | -0.007536 | -0.007174 | -0.006819 | -0.006371 | -0.005154 | -0.003729 | -0.002748 | -0.001906 | -0.001239 | -0.000699 | -0.000377 | 0 | 0.000481 | 0.000945 | 0.001185 | 0.001374 | 0.001477 | 0.001564 | 0.001556 | 0.001467 | 0.001426 | 0.001214 | 0.001182
-0.022654 | -0.020109 | -0.016809 | -0.014931 | -0.013461 | -0.012407 | -0.011485 | -0.010742 | -0.010152 | -0.009688 | -0.009397 | -0.009072 | -0.008502 | -0.008098 | -0.00763 | -0.007234 | -0.006934 | -0.006456 | -0.005049 | -0.003603 | -0.002719 | -0.001909 | -0.001232 | -0.000713 | -0.000362 | 0 | 0.00059 | 0.000939 | 0.001251 | 0.001527 | 0.001694 | 0.001768 | 0.001873 | 0.001737 | 0.001689 | 0.001581 | 0.001477
-0.024153 | -0.021359 | -0.017701 | -0.015566 | -0.014083 | -0.01298 | -0.011886 | -0.011029 | -0.010309 | -0.009653 | -0.00921 | -0.008796 | -0.008221 | -0.007731 | -0.00725 | -0.006809 | -0.006488 | -0.00599 | -0.004682 | -0.003191 | -0.002361 | -0.001757 | -0.001239 | -0.000725 | -0.000396 | 0 | 0.000557 | 0.000937 | 0.001265 | 0.001558 | 0.001855 | 0.002081 | 0.00224 | 0.002222 | 0.002196 | 0.002033 | 0.002016
-0.023911 | -0.021067 | -0.017465 | -0.015462 | -0.013946 | -0.012816 | -0.011804 | -0.011044 | -0.010335 | -0.009739 | -0.009384 | -0.009022 | -0.00843 | -0.007958 | -0.007486 | -0.007011 | -0.006632 | -0.006063 | -0.00461 | -0.003194 | -0.002441 | -0.00183 | -0.001294 | -0.000776 | -0.000406 | 0 | 0.000582 | 0.001009 | 0.001343 | 0.001652 | 0.001898 | 0.002093 | 0.002276 | 0.002183 | 0.002196 | 0.002078 | 0.002011
-0.023597 | -0.020795 | -0.017265 | -0.0153 | -0.013808 | -0.012777 | -0.011738 | -0.010973 | -0.01024 | -0.009627 | -0.009243 | -0.00887 | -0.008218 | -0.007781 | -0.007288 | -0.006792 | -0.006427 | -0.005937 | -0.004663 | -0.003319 | -0.002508 | -0.001865 | -0.001302 | -0.000744 | -0.000368 | 0 | 0.000563 | 0.001023 | 0.001311 | 0.001632 | 0.001851 | 0.002022 | 0.002155 | 0.002064 | 0.002047 | 0.001859 | 0.001756
-0.023291 | -0.020473 | -0.016939 | -0.014925 | -0.013532 | -0.012452 | -0.011456 | -0.010675 | -0.009988 | -0.009414 | -0.009095 | -0.008731 | -0.008184 | -0.007757 | -0.007287 | -0.006903 | -0.006546 | -0.006067 | -0.00472 | -0.00324 | -0.002443 | -0.00184 | -0.001288 | -0.000771 | -0.000406 | 0 | 0.000535 | 0.000983 | 0.001315 | 0.001603 | 0.001841 | 0.001995 | 0.002133 | 0.002054 | 0.002017 | 0.001848 | 0.001835
-0.022933 | -0.020326 | -0.016939 | -0.014962 | -0.013414 | -0.012328 | -0.011303 | -0.010603 | -0.009972 | -0.009414 | -0.00907 | -0.008744 | -0.008149 | -0.007769 | -0.007279 | -0.006801 | -0.006422 | -0.005916 | -0.004547 | -0.003221 | -0.002474 | -0.001841 | -0.001322 | -0.000825 | -0.000382 | 0 | 0.000601 | 0.001067 | 0.001373 | 0.001652 | 0.001865 | 0.002009 | 0.002143 | 0.002041 | 0.001991 | 0.001819 | 0.001753
-0.022386 | -0.019673 | -0.016207 | -0.014382 | -0.013175 | -0.012288 | -0.011416 | -0.010691 | -0.010033 | -0.009535 | -0.009215 | -0.008896 | -0.008354 | -0.007981 | -0.007528 | -0.007116 | -0.006734 | -0.006175 | -0.00478 | -0.003367 | -0.002521 | -0.001869 | -0.001307 | -0.000736 | -0.000379 | 0 | 0.000595 | 0.001071 | 0.00135 | 0.001647 | 0.001856 | 0.002004 | 0.002064 | 0.001986 | 0.001913 | 0.001745 | 0.001687
-0.022198 | -0.019442 | -0.016038 | -0.014175 | -0.012774 | -0.011796 | -0.01079 | -0.010043 | -0.009446 | -0.008902 | -0.008637 | -0.00831 | -0.007749 | -0.00737 | -0.006948 | -0.006566 | -0.00628 | -0.005891 | -0.004721 | -0.003515 | -0.00274 | -0.001968 | -0.001305 | -0.000811 | -0.000392 | 0 | 0.000592 | 0.001067 | 0.001396 | 0.001683 | 0.001911 | 0.001999 | 0.0021 | 0.001994 | 0.001946 | 0.001747 | 0.001686
-0.021811 | -0.019227 | -0.015818 | -0.013949 | -0.012538 | -0.011586 | -0.010656 | -0.010021 | -0.009448 | -0.008928 | -0.00857 | -0.008253 | -0.007687 | -0.007297 | -0.006885 | -0.006482 | -0.006117 | -0.005646 | -0.004382 | -0.002969 | -0.002206 | -0.001737 | -0.001343 | -0.000902 | -0.000529 | 0 | 0.000635 | 0.001179 | 0.001487 | 0.001758 | 0.001987 | 0.00209 | 0.002178 | 0.002037 | 0.001961 | 0.001773 | 0.001688
-0.021628 | -0.019054 | -0.015762 | -0.013896 | -0.012556 | -0.011563 | -0.010658 | -0.00997 | -0.009375 | -0.008837 | -0.008711 | -0.008421 | -0.007819 | -0.007464 | -0.007032 | -0.0066 | -0.006299 | -0.005836 | -0.00451 | -0.003152 | -0.002321 | -0.001633 | -0.001046 | -0.000497 | -0.000141 | 0 | 0.000512 | 0.000994 | 0.00138 | 0.001659 | 0.001845 | 0.001954 | 0.002014 | 0.0019 | 0.001845 | 0.001616 | 0.001518
-0.021832 | -0.019254 | -0.016014 | -0.014149 | -0.01289 | -0.011924 | -0.011033 | -0.010327 | -0.009763 | -0.009264 | -0.008846 | -0.008768 | -0.008269 | -0.007855 | -0.007458 | -0.007053 | -0.006754 | -0.006245 | -0.004969 | -0.003643 | -0.00279 | -0.002113 | -0.001495 | -0.000959 | -0.000568 | 0 | 0.000638 | 0.000786 | 0.00096 | 0.001272 | 0.001453 | 0.001526 | 0.001545 | 0.001423 | 0.001344 | 0.001122 | 0.00107
-0.021493 | -0.01894 | -0.015734 | -0.013868 | -0.012588 | -0.011643 | -0.010758 | -0.010078 | -0.009496 | -0.008887 | -0.008907 | -0.008631 | -0.008051 | -0.007753 | -0.007304 | -0.006932 | -0.006555 | -0.00619 | -0.00485 | -0.003501 | -0.002664 | -0.001979 | -0.001351 | -0.00076 | -0.0002 | 0 | 0.000367 | 0.000782 | 0.001107 | 0.001394 | 0.00156 | 0.001646 | 0.001739 | 0.001583 | 0.001509 | 0.001308 | 0.001252
-0.021022 | -0.018548 | -0.015274 | -0.013512 | -0.012147 | -0.011247 | -0.010371 | -0.009718 | -0.009212 | -0.008795 | -0.008582 | -0.008357 | -0.007799 | -0.007429 | -0.007013 | -0.006617 | -0.006307 | -0.005828 | -0.004497 | -0.003042 | -0.002168 | -0.00152 | -0.000966 | -0.000508 | -0.000304 | 0 | 0.000608 | 0.001174 | 0.001512 | 0.001793 | 0.001978 | 0.002023 | 0.002055 | 0.001915 | 0.001845 | 0.001596 | 0.001501
-0.021073 | -0.018498 | -0.015261 | -0.013467 | -0.012182 | -0.011187 | -0.01023 | -0.009454 | -0.00888 | -0.008386 | -0.008185 | -0.007988 | -0.007521 | -0.007195 | -0.006842 | -0.006481 | -0.006209 | -0.005817 | -0.004661 | -0.003511 | -0.002736 | -0.002024 | -0.001379 | -0.000805 | -0.00041 | 0 | 0.000606 | 0.001146 | 0.001466 | 0.001742 | 0.001861 | 0.001936 | 0.001946 | 0.001787 | 0.001705 | 0.001473 | 0.001405
-0.020772 | -0.018031 | -0.014805 | -0.013074 | -0.011888 | -0.011134 | -0.010349 | -0.009846 | -0.009353 | -0.00892 | -0.008763 | -0.008589 | -0.008053 | -0.007769 | -0.007337 | -0.007015 | -0.006688 | -0.006259 | -0.004878 | -0.003486 | -0.00271 | -0.002014 | -0.001406 | -0.000851 | -0.000442 | 0 | 0.000644 | 0.001195 | 0.001557 | 0.00184 | 0.002032 | 0.002085 | 0.002085 | 0.001923 | 0.001871 | 0.001611 | 0.00154
-0.020626 | -0.018206 | -0.015032 | -0.013311 | -0.012068 | -0.011241 | -0.010412 | -0.009838 | -0.00927 | -0.00884 | -0.008649 | -0.008423 | -0.007911 | -0.007554 | -0.007153 | -0.006757 | -0.006424 | -0.005962 | -0.00477 | -0.003548 | -0.002724 | -0.001988 | -0.001367 | -0.000817 | -0.000437 | 0 | 0.000621 | 0.001202 | 0.001513 | 0.001742 | 0.001881 | 0.001879 | 0.001894 | 0.00173 | 0.001595 | 0.001366 | 0.001312
-0.020474 | -0.017977 | -0.014805 | -0.013028 | -0.011852 | -0.010995 | -0.010103 | -0.009475 | -0.008952 | -0.00855 | -0.008411 | -0.008238 | -0.007788 | -0.007482 | -0.007156 | -0.006836 | -0.006574 | -0.006222 | -0.004944 | -0.003529 | -0.002664 | -0.001985 | -0.001357 | -0.000778 | -0.000402 | 0 | 0.000649 | 0.001173 | 0.001489 | 0.001751 | 0.001918 | 0.001878 | 0.001898 | 0.001702 | 0.001633 | 0.001394 | 0.001318
-0.020363 | -0.017794 | -0.014622 | -0.012935 | -0.011635 | -0.010819 | -0.010011 | -0.009487 | -0.009027 | -0.008645 | -0.008487 | -0.008335 | -0.007856 | -0.007566 | -0.007159 | -0.006787 | -0.006464 | -0.006027 | -0.00469 | -0.003455 | -0.002693 | -0.002008 | -0.001378 | -0.000855 | -0.000409 | 0 | 0.00062 | 0.00121 | 0.001531 | 0.001795 | 0.001906 | 0.001931 | 0.001892 | 0.001724 | 0.001629 | 0.001353 | 0.001243
-0.020046 | -0.0175 | -0.014429 | -0.012775 | -0.011648 | -0.010882 | -0.010076 | -0.009493 | -0.008962 | -0.008555 | -0.008382 | -0.008185 | -0.007716 | -0.007406 | -0.007067 | -0.006757 | -0.006499 | -0.00608 | -0.004943 | -0.003642 | -0.002738 | -0.00201 | -0.001364 | -0.000774 | -0.000395 | 0 | 0.000636 | 0.001218 | 0.001533 | 0.001753 | 0.001863 | 0.00176 | 0.001769 | 0.00156 | 0.001392 | 0.001164 | 0.001052
-0.019649 | -0.017225 | -0.014093 | -0.012336 | -0.01117 | -0.010315 | -0.009473 | -0.008892 | -0.00845 | -0.008094 | -0.008017 | -0.00792 | -0.007468 | -0.007253 | -0.006916 | -0.006634 | -0.006375 | -0.006016 | -0.0047 | -0.003275 | -0.0025 | -0.001897 | -0.001308 | -0.000776 | -0.000412 | 0 | 0.00064 | 0.001116 | 0.001427 | 0.001681 | 0.001833 | 0.00182 | 0.001755 | 0.001542 | 0.001499 | 0.001222 | 0.001102
-0.019407 | -0.016775 | -0.01367 | -0.012106 | -0.010858 | -0.010124 | -0.00943 | -0.008967 | -0.008548 | -0.008213 | -0.00812 | -0.00799 | -0.007495 | -0.007189 | -0.006819 | -0.006466 | -0.006167 | -0.005708 | -0.004465 | -0.003391 | -0.002665 | -0.001985 | -0.001324 | -0.00079 | -0.000374 | 0 | 0.000667 | 0.001229 | 0.001555 | 0.001747 | 0.001825 | 0.00179 | 0.001775 | 0.001563 | 0.001384 | 0.001113 | 0.001088
-0.018868 | -0.01648 | -0.013593 | -0.011936 | -0.010951 | -0.01022 | -0.009414 | -0.008808 | -0.008321 | -0.007882 | -0.007802 | -0.007601 | -0.007199 | -0.006923 | -0.006593 | -0.006286 | -0.006117 | -0.005761 | -0.004691 | -0.00334 | -0.002452 | -0.001791 | -0.001183 | -0.000626 | -0.000326 | 0 | 0.000625 | 0.001162 | 0.001414 | 0.001599 | 0.001677 | 0.001547 | 0.00152 | 0.001303 | 0.001104 | 0.000884 | 0.000718
-0.018629 | -0.016246 | -0.013181 | -0.011523 | -0.010309 | -0.009511 | -0.00876 | -0.008262 | -0.007955 | -0.007636 | -0.007674 | -0.007639 | -0.007212 | -0.007027 | -0.006718 | -0.006447 | -0.00615 | -0.005789 | -0.004362 | -0.003031 | -0.002384 | -0.00182 | -0.001245 | -0.000786 | -0.000428 | 0 | 0.000628 | 0.0011 | 0.001403 | 0.001633 | 0.001723 | 0.001691 | 0.001586 | 0.001387 | 0.00133 | 0.001036 | 0.000957
-0.018151 | -0.015594 | -0.012677 | -0.011235 | -0.010185 | -0.009565 | -0.008922 | -0.008487 | -0.008077 | -0.007778 | -0.007682 | -0.007498 | -0.007039 | -0.006779 | -0.006413 | -0.006074 | -0.005771 | -0.005373 | -0.00428 | -0.003287 | -0.002544 | -0.001798 | -0.001254 | -0.000704 | -0.000351 | 0 | 0.00059 | 0.001159 | 0.001427 | 0.001574 | 0.001594 | 0.001497 | 0.00143 | 0.001217 | 0.000964 | 0.000678 | 0.000634
-0.017846 | -0.015647 | -0.012813 | -0.011129 | -0.010126 | -0.009388 | -0.00853 | -0.007974 | -0.007498 | -0.007117 | -0.007164 | -0.007058 | -0.006727 | -0.006539 | -0.006242 | -0.005996 | -0.005899 | -0.005562 | -0.00442 | -0.002941 | -0.002126 | -0.001541 | -0.001042 | -0.000533 | -0.000335 | 0 | 0.000571 | 0.001006 | 0.001178 | 0.001317 | 0.001405 | 0.001241 | 0.001163 | 0.000896 | 0.000826 | 0.000532 | 0.000352
-0.017641 | -0.015159 | -0.012173 | -0.010663 | -0.009468 | -0.008775 | -0.008195 | -0.007769 | -0.007517 | -0.007282 | -0.0073 | -0.007327 | -0.00689 | -0.006732 | -0.006398 | -0.006114 | -0.005775 | -0.005355 | -0.00399 | -0.002815 | -0.00225 | -0.001662 | -0.001142 | -0.000712 | -0.000388 | 0 | 0.000537 | 0.000998 | 0.001264 | 0.001483 | 0.00147 | 0.001417 | 0.001268 | 0.001102 | 0.000967 | 0.000669 | 0.000594
-0.017248 | -0.014806 | -0.012039 | -0.010642 | -0.00969 | -0.009131 | -0.008414 | -0.007964 | -0.007482 | -0.007211 | -0.007043 | -0.006936 | -0.006526 | -0.006255 | -0.005963 | -0.005625 | -0.005428 | -0.005086 | -0.004097 | -0.002998 | -0.002165 | -0.001457 | -0.000944 | -0.000511 | -0.000256 | 0 | 0.000517 | 0.000991 | 0.001145 | 0.001226 | 0.001183 | 0.00103 | 0.000994 | 0.00069 | 0.000452 | 0.000141 | 9.5e-05
-0.016699 | -0.014579 | -0.011772 | -0.010105 | -0.009041 | -0.008301 | -0.007542 | -0.007043 | -0.006715 | -0.006407 | -0.006458 | -0.00653 | -0.006182 | -0.006052 | -0.005834 | -0.00561 | -0.005485 | -0.005177 | -0.003865 | -0.002352 | -0.00166 | -0.001214 | -0.000727 | -0.000381 | -0.00025 | 0 | 0.000499 | 0.000814 | 0.000952 | 0.001015 | 0.00115 | 0.001009 | 0.00087 | 0.000666 | 0.000615 | 0.000291 | 6.2e-05
-0.016453 | -0.013949 | -0.011067 | -0.009735 | -0.008614 | -0.008081 | -0.007563 | -0.007186 | -0.006904 | -0.006733 | -0.006763 | -0.006792 | -0.006361 | -0.006101 | -0.005771 | -0.005444 | -0.00516 | -0.004687 | -0.003441 | -0.002493 | -0.001952 | -0.001339 | -0.000883 | -0.000538 | -0.00029 | 0 | 0.000472 | 0.00086 | 0.001043 | 0.001161 | 0.001122 | 0.001064 | 0.000885 | 0.000711 | 0.000442 | 9.8e-05 | 1.4e-05
-0.015697 | -0.013589 | -0.011079 | -0.009659 | -0.008836 | -0.008245 | -0.007501 | -0.007072 | -0.006522 | -0.006266 | -0.006197 | -0.00617 | -0.005763 | -0.005555 | -0.005349 | -0.005126 | -0.004956 | -0.004665 | -0.00373 | -0.002495 | -0.001591 | -0.001 | -0.000616 | -0.000208 | -0.000121 | 0 | 0.000442 | 0.000715 | 0.00084 | 0.000847 | 0.000821 | 0.000656 | 0.000611 | 0.000264 | 9.2e-05 | -0.00017 | -0.0003
-0.016203 | -0.014061 | -0.011253 | -0.009677 | -0.008533 | -0.007839 | -0.007142 | -0.00667 | -0.006419 | -0.006285 | -0.006382 | -0.006409 | -0.006134 | -0.006017 | -0.005764 | -0.005543 | -0.005291 | -0.00498 | -0.003539 | -0.00206 | -0.001471 | -0.001026 | -0.000632 | -0.000359 | -0.00023 | 0 | 0.000488 | 0.000804 | 0.000906 | 0.001024 | 0.001044 | 0.000991 | 0.000875 | 0.000675 | 0.000587 | 0.000275 | 0.000179
-0.016486 | -0.014034 | -0.011339 | -0.010032 | -0.009068 | -0.008549 | -0.008009 | -0.007646 | -0.007309 | -0.007032 | -0.007046 | -0.006956 | -0.006457 | -0.00624 | -0.005855 | -0.00552 | -0.005261 | -0.004795 | -0.003748 | -0.002786 | -0.001974 | -0.001273 | -0.000769 | -0.000433 | -0.000237 | 0 | 0.000401 | 0.000763 | 0.000961 | 0.001032 | 0.000996 | 0.000897 | 0.000859 | 0.000645 | 0.00034 | -7.8e-05 | -0.0002
-0.016421 | -0.014383 | -0.011788 | -0.010203 | -0.009363 | -0.00863 | -0.007812 | -0.007261 | -0.006777 | -0.00645 | -0.006432 | -0.006417 | -0.006056 | -0.005919 | -0.005683 | -0.005483 | -0.005314 | -0.005101 | -0.003954 | -0.00236 | -0.001443 | -0.000852 | -0.000478 | -0.000143 | -9.7e-05 | 0 | 0.000475 | 0.000758 | 0.00077 | 0.000913 | 0.000921 | 0.000823 | 0.000813 | 0.000459 | 0.000403 | 0.000104 | -0.000104
-0.016897 | -0.014572 | -0.011636 | -0.010111 | -0.008891 | -0.008232 | -0.007599 | -0.007281 | -0.007064 | -0.00694 | -0.006976 | -0.007035 | -0.006637 | -0.006502 | -0.00625 | -0.005933 | -0.005617 | -0.005203 | -0.003755 | -0.002378 | -0.001799 | -0.001271 | -0.000731 | -0.000437 | -0.000269 | 0 | 0.000494 | 0.000817 | 0.00101 | 0.001081 | 0.001206 | 0.001246 | 0.001165 | 0.000977 | 0.00083 | 0.000437 | 0.000303
-0.017144 | -0.014768 | -0.012119 | -0.010806 | -0.009901 | -0.00943 | -0.008806 | -0.008303 | -0.007851 | -0.007488 | -0.007453 | -0.007319 | -0.006823 | -0.006559 | -0.006242 | -0.005833 | -0.005675 | -0.005224 | -0.004253 | -0.003112 | -0.002041 | -0.001196 | -0.000785 | -0.000406 | -0.000199 | 0 | 0.000445 | 0.000833 | 0.001014 | 0.001079 | 0.001034 | 0.001002 | 0.001025 | 0.000711 | 0.000437 | 6e-05 | 2.2e-05
-0.017282 | -0.01524 | -0.012479 | -0.010776 | -0.009766 | -0.009026 | -0.00813 | -0.007594 | -0.007194 | -0.006995 | -0.007005 | -0.007072 | -0.006719 | -0.00658 | -0.006366 | -0.006192 | -0.006073 | -0.005809 | -0.004384 | -0.002538 | -0.001622 | -0.001098 | -0.000636 | -0.000283 | -0.000224 | 0 | 0.000576 | 0.00082 | 0.000995 | 0.001103 | 0.001273 | 0.001185 | 0.001135 | 0.000893 | 0.000795 | 0.000551 | 0.000334
-0.017545 | -0.014892 | -0.011951 | -0.010648 | -0.009431 | -0.008952 | -0.008407 | -0.008152 | -0.007951 | -0.007806 | -0.00798 | -0.007915 | -0.007515 | -0.007283 | -0.006898 | -0.006598 | -0.006204 | -0.005571 | -0.004196 | -0.00297 | -0.002339 | -0.001612 | -0.00101 | -0.000607 | -0.000326 | 0 | 0.000627 | 0.001082 | 0.001339 | 0.001462 | 0.001489 | 0.001496 | 0.001384 | 0.001196 | 0.001085 | 0.00054 | 0.000374

## ACS130_CC_taarray
-0.10371 | -0.10252 | -0.099987 | -0.09558 | -0.090658 | -0.085615 | -0.081118 | -0.075462 | -0.072492 | -0.068265 | -0.06311 | -0.059784 | -0.05616 | -0.050345 | -0.046929 | -0.041784 | -0.037039 | -0.034291 | -0.029885 | -0.025957 | -0.021846 | -0.017843 | -0.013312 | -0.008697 | -0.003905 | 0 | 0.005665 | 0.010261 | 0.014357 | 0.019275 | 0.023307 | 0.027676 | 0.032403 | 0.036441 | 0.039266 | 0.042118 | 0.022469
-0.084646 | -0.083614 | -0.081146 | -0.077488 | -0.07358 | -0.069351 | -0.065973 | -0.061543 | -0.058362 | -0.05505 | -0.051692 | -0.048601 | -0.045688 | -0.04084 | -0.037584 | -0.033752 | -0.030427 | -0.027556 | -0.023788 | -0.020562 | -0.017805 | -0.014544 | -0.010901 | -0.006911 | -0.002982 | 0 | 0.003928 | 0.007662 | 0.011202 | 0.015149 | 0.018103 | 0.021507 | 0.025068 | 0.028484 | 0.030211 | 0.032228 | 0.016228
-0.065224 | -0.064144 | -0.062182 | -0.059363 | -0.056638 | -0.053446 | -0.050567 | -0.047309 | -0.044915 | -0.042625 | -0.039541 | -0.037635 | -0.035159 | -0.03149 | -0.029004 | -0.025865 | -0.023123 | -0.021171 | -0.018095 | -0.015988 | -0.013754 | -0.011115 | -0.008147 | -0.004957 | -0.002503 | 0 | 0.00267 | 0.005595 | 0.008429 | 0.010967 | 0.013178 | 0.015214 | 0.017921 | 0.02022 | 0.020992 | 0.022689 | 0.00907
-0.049079 | -0.048082 | -0.046797 | -0.044901 | -0.043009 | -0.040703 | -0.038467 | -0.035944 | -0.034221 | -0.032296 | -0.029935 | -0.02829 | -0.026652 | -0.023386 | -0.021877 | -0.019827 | -0.017249 | -0.01555 | -0.013461 | -0.011774 | -0.010056 | -0.008032 | -0.005615 | -0.003744 | -0.001737 | 0 | 0.002157 | 0.004208 | 0.005842 | 0.007593 | 0.009342 | 0.010953 | 0.012294 | 0.014098 | 0.014633 | 0.015423 | 0.003186
-0.037613 | -0.036877 | -0.035914 | -0.034648 | -0.033579 | -0.031787 | -0.029914 | -0.028151 | -0.026668 | -0.025236 | -0.023396 | -0.021949 | -0.020568 | -0.018183 | -0.016889 | -0.015194 | -0.01354 | -0.01225 | -0.010245 | -0.008929 | -0.007532 | -0.006096 | -0.004358 | -0.00266 | -0.001133 | 0 | 0.001567 | 0.003108 | 0.00433 | 0.006035 | 0.006657 | 0.007814 | 0.008897 | 0.010086 | 0.010096 | 0.010514 | -4.1e-05
-0.029749 | -0.02948 | -0.029008 | -0.028417 | -0.027625 | -0.026239 | -0.024916 | -0.023194 | -0.022028 | -0.020927 | -0.019393 | -0.01826 | -0.017166 | -0.014881 | -0.014095 | -0.012517 | -0.011284 | -0.010064 | -0.008462 | -0.007365 | -0.006286 | -0.005045 | -0.003615 | -0.002211 | -0.000864 | 0 | 0.001267 | 0.002179 | 0.003207 | 0.004394 | 0.004811 | 0.005841 | 0.006919 | 0.007872 | 0.007644 | 0.007646 | -0.001605
-0.024447 | -0.024438 | -0.024358 | -0.024054 | -0.023668 | -0.022564 | -0.021505 | -0.019909 | -0.019123 | -0.018043 | -0.016771 | -0.015637 | -0.014627 | -0.012759 | -0.011789 | -0.010675 | -0.00951 | -0.008604 | -0.007011 | -0.006108 | -0.005044 | -0.004039 | -0.002857 | -0.001738 | -0.00063 | 0 | 0.000993 | 0.001987 | 0.002663 | 0.003675 | 0.004049 | 0.004991 | 0.00576 | 0.0065 | 0.006344 | 0.006548 | -0.001478
-0.02036 | -0.020537 | -0.020796 | -0.021065 | -0.020847 | -0.019959 | -0.019047 | -0.017541 | -0.01696 | -0.015833 | -0.01492 | -0.013822 | -0.01306 | -0.011355 | -0.010592 | -0.009385 | -0.008465 | -0.007742 | -0.006322 | -0.005403 | -0.004486 | -0.00354 | -0.002447 | -0.001532 | -0.000601 | 0 | 0.000933 | 0.001666 | 0.002428 | 0.003355 | 0.003555 | 0.004264 | 0.004957 | 0.005769 | 0.005591 | 0.0058 | -0.00133
-0.01737 | -0.017667 | -0.018201 | -0.018698 | -0.018732 | -0.018049 | -0.017051 | -0.016125 | -0.015222 | -0.014303 | -0.013546 | -0.01253 | -0.011701 | -0.010169 | -0.009725 | -0.008659 | -0.007601 | -0.007006 | -0.005788 | -0.004926 | -0.004086 | -0.003275 | -0.002406 | -0.001477 | -0.000534 | 0 | 0.00066 | 0.001337 | 0.001861 | 0.002734 | 0.003117 | 0.003736 | 0.004334 | 0.004954 | 0.004963 | 0.005139 | -0.001033
-0.01454 | -0.014999 | -0.015654 | -0.016248 | -0.016549 | -0.015929 | -0.015238 | -0.01412 | -0.013502 | -0.012922 | -0.011897 | -0.010999 | -0.010331 | -0.009104 | -0.00838 | -0.00759 | -0.006664 | -0.006002 | -0.005077 | -0.004067 | -0.003502 | -0.002662 | -0.001833 | -0.001116 | -0.000283 | 0 | 0.000814 | 0.001371 | 0.001852 | 0.002689 | 0.002843 | 0.003444 | 0.004133 | 0.004578 | 0.004657 | 0.004794 | -0.000691
-0.012242 | -0.012805 | -0.01362 | -0.014466 | -0.014904 | -0.014427 | -0.013611 | -0.012817 | -0.012134 | -0.011466 | -0.010658 | -0.010024 | -0.00937 | -0.008217 | -0.00751 | -0.006841 | -0.005958 | -0.005522 | -0.00463 | -0.003909 | -0.003229 | -0.002415 | -0.001713 | -0.001117 | -0.000394 | 0 | 0.000524 | 0.000998 | 0.001538 | 0.002061 | 0.002518 | 0.002942 | 0.003429 | 0.004007 | 0.004184 | 0.004253 | -0.000682
-0.010199 | -0.010816 | -0.01172 | -0.012727 | -0.013053 | -0.012718 | -0.012133 | -0.011242 | -0.010804 | -0.010205 | -0.009504 | -0.008818 | -0.008311 | -0.007189 | -0.006671 | -0.006014 | -0.005131 | -0.004753 | -0.00393 | -0.003441 | -0.002917 | -0.002188 | -0.001521 | -0.000981 | -0.000271 | 0 | 0.000532 | 0.001053 | 0.001387 | 0.001918 | 0.002223 | 0.002668 | 0.003173 | 0.003703 | 0.003741 | 0.004088 | -0.00037
-0.008564 | -0.009144 | -0.010073 | -0.011184 | -0.011707 | -0.011349 | -0.010879 | -0.010142 | -0.00968 | -0.009104 | -0.008238 | -0.007796 | -0.007275 | -0.006357 | -0.00584 | -0.005284 | -0.004609 | -0.004172 | -0.003446 | -0.002926 | -0.002404 | -0.001962 | -0.001321 | -0.000903 | -0.000258 | 0 | 0.000448 | 0.000841 | 0.001141 | 0.001726 | 0.001969 | 0.002362 | 0.002814 | 0.003231 | 0.00328 | 0.003596 | -0.000331
-0.007052 | -0.007661 | -0.008581 | -0.009854 | -0.010342 | -0.009959 | -0.009608 | -0.008949 | -0.008484 | -0.008112 | -0.007364 | -0.006832 | -0.006439 | -0.005567 | -0.00513 | -0.004676 | -0.003921 | -0.003702 | -0.002985 | -0.002597 | -0.002243 | -0.001847 | -0.001222 | -0.000773 | -0.000375 | 0 | 0.000309 | 0.000678 | 0.001101 | 0.001602 | 0.001711 | 0.002056 | 0.002592 | 0.003003 | 0.003058 | 0.003424 | -0.000138
-0.005626 | -0.006206 | -0.00718 | -0.008493 | -0.008993 | -0.008858 | -0.008346 | -0.007812 | -0.007431 | -0.006897 | -0.006333 | -0.00595 | -0.005482 | -0.004697 | -0.004438 | -0.003836 | -0.003366 | -0.003258 | -0.002511 | -0.002189 | -0.001807 | -0.001425 | -0.000909 | -0.000653 | -0.00022 | 0 | 0.000408 | 0.000737 | 0.00096 | 0.001441 | 0.001654 | 0.001905 | 0.002356 | 0.002805 | 0.002915 | 0.003229 | 0.000159
-0.004338 | -0.004939 | -0.005916 | -0.007207 | -0.007814 | -0.007614 | -0.007309 | -0.006758 | -0.006436 | -0.006024 | -0.005365 | -0.005103 | -0.004685 | -0.003938 | -0.003709 | -0.003337 | -0.002799 | -0.002643 | -0.002107 | -0.001744 | -0.001559 | -0.001249 | -0.000895 | -0.000605 | -0.000221 | 0 | 0.000319 | 0.000637 | 0.00085 | 0.001322 | 0.001452 | 0.001739 | 0.002135 | 0.002572 | 0.002714 | 0.003035 | 0.000117
-0.003123 | -0.003726 | -0.004802 | -0.006131 | -0.006791 | -0.006735 | -0.006349 | -0.005891 | -0.00551 | -0.005201 | -0.004632 | -0.004313 | -0.003972 | -0.003316 | -0.003091 | -0.00279 | -0.002401 | -0.002284 | -0.00181 | -0.00154 | -0.001409 | -0.001126 | -0.000827 | -0.000521 | -0.000227 | 0 | 0.000212 | 0.000512 | 0.000679 | 0.001125 | 0.001238 | 0.001495 | 0.001925 | 0.002299 | 0.002435 | 0.002708 | 0.000303
-0.001989 | -0.002627 | -0.003726 | -0.00515 | -0.005756 | -0.005711 | -0.005428 | -0.00493 | -0.004702 | -0.004296 | -0.003886 | -0.003676 | -0.003278 | -0.002698 | -0.002594 | -0.002257 | -0.001914 | -0.001827 | -0.001498 | -0.001314 | -0.001121 | -0.000934 | -0.000661 | -0.000445 | -0.000142 | 0 | 0.000205 | 0.000467 | 0.000627 | 0.000982 | 0.001156 | 0.001387 | 0.001675 | 0.002087 | 0.002257 | 0.002544 | 0.000385
-0.001233 | -0.00186 | -0.002957 | -0.004309 | -0.004952 | -0.005005 | -0.004668 | -0.004292 | -0.0039 | -0.003695 | -0.003291 | -0.003035 | -0.002649 | -0.002232 | -0.002061 | -0.00187 | -0.001629 | -0.001463 | -0.001143 | -0.001077 | -0.000944 | -0.000766 | -0.000548 | -0.000437 | -0.000163 | 0 | 0.000167 | 0.000445 | 0.000543 | 0.000827 | 0.001039 | 0.001251 | 0.001567 | 0.001943 | 0.002062 | 0.002353 | 0.000395
-0.000398 | -0.001068 | -0.002218 | -0.003604 | -0.004218 | -0.004211 | -0.004038 | -0.003603 | -0.003353 | -0.003116 | -0.002715 | -0.002551 | -0.002281 | -0.001716 | -0.001651 | -0.00151 | -0.001227 | -0.001181 | -0.000903 | -0.000849 | -0.000728 | -0.000639 | -0.000473 | -0.000351 | -0.000101 | 0 | 0.00014 | 0.000386 | 0.000488 | 0.000715 | 0.000918 | 0.001125 | 0.001415 | 0.001732 | 0.001901 | 0.00221 | 0.00048
0.000417 | -0.000277 | -0.001453 | -0.002888 | -0.00351 | -0.003509 | -0.003395 | -0.002967 | -0.002774 | -0.002536 | -0.002135 | -0.001988 | -0.001739 | -0.001345 | -0.001267 | -0.001063 | -0.000898 | -0.000904 | -0.000658 | -0.000647 | -0.000659 | -0.000535 | -0.000415 | -0.000313 | -0.000113 | 0 | 0.000111 | 0.000353 | 0.000394 | 0.000708 | 0.000825 | 0.001001 | 0.001329 | 0.001653 | 0.001805 | 0.00215 | 0.000598
0.001238 | 0.00053 | -0.000689 | -0.002122 | -0.002781 | -0.002859 | -0.002666 | -0.002403 | -0.002128 | -0.001863 | -0.001626 | -0.001519 | -0.001274 | -0.000892 | -0.000871 | -0.000705 | -0.000607 | -0.000604 | -0.000464 | -0.000484 | -0.000473 | -0.00039 | -0.000328 | -0.000257 | -7.9e-05 | 0 | 0.000106 | 0.000368 | 0.000397 | 0.000659 | 0.000824 | 0.000918 | 0.001255 | 0.001598 | 0.001738 | 0.00201 | 0.000736
0.001852 | 0.001146 | -4.5e-05 | -0.001479 | -0.002151 | -0.002248 | -0.002068 | -0.001796 | -0.001569 | -0.001417 | -0.001086 | -0.000949 | -0.000792 | -0.000451 | -0.000483 | -0.000368 | -0.000303 | -0.000344 | -0.000214 | -0.000265 | -0.00032 | -0.000299 | -0.000253 | -0.000213 | -7.8e-05 | 0 | 0.000108 | 0.000313 | 0.00032 | 0.000577 | 0.000731 | 0.000864 | 0.00113 | 0.001479 | 0.001657 | 0.001949 | 0.00078
0.002307 | 0.001582 | 0.000381 | -0.001006 | -0.001663 | -0.001715 | -0.001625 | -0.001371 | -0.001232 | -0.001 | -0.000775 | -0.00061 | -0.000477 | -0.00017 | -0.000181 | -0.00012 | -2.1e-05 | -0.000157 | -0.000102 | -7.2e-05 | -0.000218 | -0.000234 | -0.000226 | -0.000171 | -6.1e-05 | 0 | 8.9e-05 | 0.000292 | 0.000304 | 0.000509 | 0.000671 | 0.000782 | 0.001066 | 0.001316 | 0.001484 | 0.001834 | 0.000775
0.002863 | 0.002097 | 0.00085 | -0.000527 | -0.001223 | -0.001275 | -0.001169 | -0.001012 | -0.00079 | -0.000624 | -0.000459 | -0.000327 | -0.000142 | 9.2e-05 | 9.6e-05 | 0.000105 | 0.000123 | 7e-06 | 9.1e-05 | 6.6e-05 | -0.00011 | -0.000156 | -0.000151 | -0.000147 | -8e-05 | 0 | 7.5e-05 | 0.000261 | 0.000277 | 0.00049 | 0.000629 | 0.000741 | 0.00101 | 0.001274 | 0.00148 | 0.001795 | 0.000868
0.002867 | 0.00211 | 0.000905 | -0.000448 | -0.001065 | -0.001141 | -0.001055 | -0.000873 | -0.00065 | -0.000472 | -0.000323 | -0.000231 | -4.6e-05 | 0.00019 | 0.000174 | 0.000244 | 0.000232 | 0.0001 | 0.000192 | 0.000124 | -6.8e-05 | -9e-05 | -0.000146 | -0.000123 | -4.2e-05 | 0 | 7.7e-05 | 0.000239 | 0.000226 | 0.000501 | 0.000563 | 0.000701 | 0.000982 | 0.001224 | 0.001431 | 0.001778 | 0.000908
0.002956 | 0.002211 | 0.001016 | -0.000308 | -0.000952 | -0.001033 | -0.000949 | -0.000769 | -0.000558 | -0.000398 | -0.000214 | -0.000125 | 1.6e-05 | 0.000238 | 0.00026 | 0.000269 | 0.000298 | 0.000184 | 0.000236 | 0.000113 | -1e-05 | -6.7e-05 | -0.000128 | -9.5e-05 | -4.5e-05 | 0 | 0.000102 | 0.000236 | 0.000279 | 0.000495 | 0.000579 | 0.000702 | 0.000947 | 0.001258 | 0.001433 | 0.001815 | 0.000986
0.002862 | 0.002083 | 0.000875 | -0.000413 | -0.001011 | -0.001086 | -0.000942 | -0.000779 | -0.000608 | -0.000474 | -0.00023 | -0.000199 | -1e-05 | 0.000196 | 0.000193 | 0.000185 | 0.000236 | 0.000123 | 0.000156 | 4.2e-05 | -9.3e-05 | -0.000109 | -0.000131 | -0.000186 | -0.000112 | 0 | 6.1e-05 | 0.000177 | 0.000223 | 0.000381 | 0.000474 | 0.000625 | 0.000857 | 0.001138 | 0.001358 | 0.001698 | 0.000911
0.003129 | 0.002272 | 0.001025 | -0.00028 | -0.000872 | -0.000932 | -0.000837 | -0.000644 | -0.000518 | -0.00032 | -0.000171 | -0.000106 | 6.6e-05 | 0.000269 | 0.000247 | 0.000275 | 0.000272 | 0.000173 | 0.000198 | 8.8e-05 | -7e-05 | -0.00012 | -0.00014 | -0.000115 | -7.8e-05 | 0 | 3.3e-05 | 0.000211 | 0.000257 | 0.000428 | 0.000533 | 0.000658 | 0.000888 | 0.001134 | 0.001407 | 0.001745 | 0.001139
0.003367 | 0.002463 | 0.00118 | -0.000125 | -0.000745 | -0.000836 | -0.000781 | -0.000554 | -0.000409 | -0.00027 | -9.4e-05 | -3.7e-05 | 0.000119 | 0.000359 | 0.000306 | 0.000304 | 0.000293 | 0.000203 | 0.000174 | 0.00011 | -7.6e-05 | -0.000107 | -0.00014 | -0.000123 | -5.4e-05 | 0 | 8.3e-05 | 0.00022 | 0.000263 | 0.000453 | 0.00058 | 0.000696 | 0.000941 | 0.001238 | 0.001478 | 0.001807 | 0.001329
0.003621 | 0.002649 | 0.001299 | -2.5e-05 | -0.000617 | -0.000693 | -0.000655 | -0.000443 | -0.000284 | -0.00016 | -3.3e-05 | 2.9e-05 | 0.000224 | 0.0004 | 0.000352 | 0.000332 | 0.000334 | 0.000223 | 0.000223 | 0.000155 | -3.9e-05 | -8.3e-05 | -0.000138 | -0.000128 | -4.7e-05 | 0 | 8.9e-05 | 0.000243 | 0.000289 | 0.000454 | 0.000551 | 0.000691 | 0.000976 | 0.001236 | 0.001512 | 0.001913 | 0.00151
0.003797 | 0.002774 | 0.001374 | 6.1e-05 | -0.000562 | -0.000608 | -0.000582 | -0.000414 | -0.000275 | -0.000129 | 4e-06 | 4.6e-05 | 0.000181 | 0.000396 | 0.000335 | 0.000346 | 0.000355 | 0.000252 | 0.000232 | 0.000147 | -4.9e-05 | -6.6e-05 | -0.000103 | -0.000112 | -4.4e-05 | 0 | 0.000127 | 0.000219 | 0.000276 | 0.000429 | 0.000559 | 0.00071 | 0.000964 | 0.001248 | 0.001485 | 0.001902 | 0.001547
0.004023 | 0.002936 | 0.001492 | 0.000161 | -0.000489 | -0.000588 | -0.000535 | -0.000366 | -0.000206 | -7.8e-05 | 5.2e-05 | 8.7e-05 | 0.00022 | 0.000402 | 0.00032 | 0.000296 | 0.000309 | 0.000206 | 0.000219 | 9.4e-05 | -5.7e-05 | -0.000115 | -0.000118 | -0.000142 | -6.7e-05 | 0 | 7.9e-05 | 0.000215 | 0.000278 | 0.000445 | 0.000557 | 0.000696 | 0.000925 | 0.00123 | 0.001492 | 0.001885 | 0.001631
0.004349 | 0.003165 | 0.00165 | 0.00028 | -0.000378 | -0.000463 | -0.000426 | -0.000262 | -0.000121 | 1.4e-05 | 0.000105 | 0.000163 | 0.000242 | 0.000405 | 0.000377 | 0.00032 | 0.000331 | 0.00024 | 0.000212 | 0.000105 | -4.1e-05 | -9.2e-05 | -0.000111 | -0.000119 | -6.4e-05 | 0 | 8.5e-05 | 0.000202 | 0.000272 | 0.000437 | 0.000532 | 0.000677 | 0.000932 | 0.001248 | 0.001519 | 0.00193 | 0.001715
0.004611 | 0.003364 | 0.001805 | 0.000411 | -0.000246 | -0.000405 | -0.00034 | -0.000222 | -7.4e-05 | 5.1e-05 | 0.000177 | 0.000188 | 0.000316 | 0.000456 | 0.000421 | 0.000375 | 0.000385 | 0.000304 | 0.000258 | 0.000164 | -9e-06 | -8.6e-05 | -0.000105 | -0.000101 | -2.8e-05 | 0 | 0.000107 | 0.000237 | 0.000293 | 0.00046 | 0.000549 | 0.000679 | 0.000924 | 0.001217 | 0.001489 | 0.001916 | 0.001749
0.004857 | 0.003549 | 0.00191 | 0.000496 | -0.000179 | -0.000324 | -0.000307 | -0.000148 | -7.1e-05 | 9e-05 | 0.000196 | 0.000233 | 0.000313 | 0.000461 | 0.000416 | 0.000357 | 0.000368 | 0.000243 | 0.000225 | 0.000136 | -2e-05 | -8.1e-05 | -9e-05 | -9.9e-05 | -4.4e-05 | 0 | 0.000113 | 0.00019 | 0.000247 | 0.000383 | 0.000501 | 0.000631 | 0.000843 | 0.001176 | 0.001415 | 0.001857 | 0.001738
0.005151 | 0.003732 | 0.002042 | 0.000624 | -5.7e-05 | -0.000212 | -0.000172 | -4.9e-05 | 2.8e-05 | 0.000178 | 0.000239 | 0.000259 | 0.000368 | 0.000489 | 0.000453 | 0.000417 | 0.000411 | 0.000306 | 0.000301 | 0.000178 | 1.9e-05 | -7e-05 | -4.9e-05 | -0.000123 | -3.6e-05 | 0 | 7.3e-05 | 0.000153 | 0.000228 | 0.000381 | 0.000444 | 0.000586 | 0.000813 | 0.001087 | 0.001348 | 0.001796 | 0.001709
0.005445 | 0.003926 | 0.002167 | 0.000757 | 6.1e-05 | -0.000101 | -7.9e-05 | 7e-05 | 0.000153 | 0.000258 | 0.000346 | 0.000366 | 0.00045 | 0.000567 | 0.000528 | 0.000489 | 0.000468 | 0.000364 | 0.000332 | 0.000236 | 4.8e-05 | -3.1e-05 | -5.4e-05 | -0.000112 | -2.9e-05 | 0 | 6.3e-05 | 0.000131 | 0.00022 | 0.000331 | 0.00041 | 0.000529 | 0.000751 | 0.001041 | 0.001302 | 0.001709 | 0.001625
0.005738 | 0.004138 | 0.002319 | 0.000912 | 0.000229 | 8.1e-05 | 8.3e-05 | 0.000236 | 0.000315 | 0.000406 | 0.000476 | 0.000516 | 0.000562 | 0.000693 | 0.000626 | 0.000583 | 0.000568 | 0.00046 | 0.000444 | 0.000302 | 0.000103 | 4.3e-05 | -2.5e-05 | -8.3e-05 | -4e-05 | 0 | 4.6e-05 | 0.000125 | 0.000196 | 0.000298 | 0.000359 | 0.0005 | 0.000676 | 0.000975 | 0.001233 | 0.001646 | 0.001583
0.002552 | 0.002034 | 0.001035 | -0.000199 | -0.000768 | -0.000897 | -0.000833 | -0.000695 | -0.000533 | -0.000402 | -0.000287 | -0.000258 | -7.8e-05 | 0.000119 | 0.000128 | 0.00016 | 0.00024 | 0.000202 | 0.000194 | 0.00013 | 6.9e-05 | 0.000102 | 9.1e-05 | 3.6e-05 | 6.6e-05 | 0 | 4.9e-05 | 4.4e-05 | 3.3e-05 | 0.000107 | 0.000146 | 0.000222 | 0.000365 | 0.000576 | 0.000736 | 0.001071 | 0.000913
0.002902 | 0.002248 | 0.001174 | -6.2e-05 | -0.000664 | -0.000814 | -0.000754 | -0.000618 | -0.000496 | -0.000361 | -0.00025 | -0.000211 | -4.9e-05 | 0.000168 | 0.000164 | 0.000191 | 0.000256 | 0.000208 | 0.000213 | 0.000179 | 7.5e-05 | 8e-05 | 8.6e-05 | 5.5e-05 | 5.5e-05 | 0 | -3e-06 | 1.6e-05 | 4e-06 | 6.7e-05 | 8.9e-05 | 0.00016 | 0.000305 | 0.000498 | 0.000658 | 0.001008 | 0.000879
0.003165 | 0.002451 | 0.00133 | 8.8e-05 | -0.000504 | -0.000657 | -0.000568 | -0.000492 | -0.000368 | -0.000252 | -0.000135 | -7.3e-05 | 7e-05 | 0.000261 | 0.000248 | 0.000278 | 0.000311 | 0.000243 | 0.000269 | 0.000225 | 0.000142 | 0.000127 | 0.000121 | 6.2e-05 | 6.8e-05 | 0 | -2.6e-05 | -3.8e-05 | -4.1e-05 | 3.2e-05 | 4.9e-05 | 0.000124 | 0.000235 | 0.000434 | 0.000618 | 0.000937 | 0.000892
0.003262 | 0.002482 | 0.001323 | 0.000113 | -0.00046 | -0.000625 | -0.000552 | -0.000476 | -0.000345 | -0.000223 | -0.000109 | -4.5e-05 | 7.1e-05 | 0.000267 | 0.000269 | 0.000288 | 0.000331 | 0.000269 | 0.000277 | 0.000233 | 0.000124 | 0.000141 | 0.000123 | 9.2e-05 | 7.1e-05 | 0 | -3.1e-05 | -3.3e-05 | -4.9e-05 | -1.7e-05 | -9e-06 | 4.7e-05 | 0.000174 | 0.000373 | 0.000518 | 0.00084 | 0.000779
0.003356 | 0.002531 | 0.001356 | 0.000153 | -0.000419 | -0.000591 | -0.000534 | -0.00041 | -0.000295 | -0.0002 | -0.000116 | -4.1e-05 | 8e-05 | 0.000287 | 0.000301 | 0.000265 | 0.000305 | 0.000267 | 0.000306 | 0.000236 | 0.000151 | 0.000152 | 0.000127 | 8.2e-05 | 6.6e-05 | 0 | -4.3e-05 | -6.5e-05 | -0.000107 | -2.5e-05 | -2.7e-05 | 2.4e-05 | 0.000136 | 0.000338 | 0.000461 | 0.000781 | 0.000733
0.003474 | 0.002585 | 0.001346 | 0.000116 | -0.000464 | -0.000637 | -0.00056 | -0.000503 | -0.000392 | -0.000256 | -0.000143 | -7.6e-05 | 3.2e-05 | 0.000261 | 0.000256 | 0.000252 | 0.00031 | 0.000239 | 0.000298 | 0.000245 | 0.000172 | 0.000155 | 0.000125 | 9.1e-05 | 6.2e-05 | 0 | -3.1e-05 | -6.9e-05 | -9.8e-05 | -3.7e-05 | -3.7e-05 | -3e-06 | 9.1e-05 | 0.000239 | 0.000385 | 0.000665 | 0.000635
0.003717 | 0.002771 | 0.001511 | 0.000282 | -0.00032 | -0.000491 | -0.000469 | -0.000393 | -0.000259 | -0.000183 | -9.7e-05 | -3.3e-05 | 0.000107 | 0.000283 | 0.000292 | 0.000294 | 0.000352 | 0.000274 | 0.000286 | 0.000224 | 0.000155 | 0.000155 | 0.000119 | 8.5e-05 | 5.7e-05 | 0 | -2.8e-05 | -7e-05 | -0.000114 | -6.6e-05 | -8.6e-05 | -4.5e-05 | 6.7e-05 | 0.000233 | 0.000387 | 0.000681 | 0.000659
0.003835 | 0.002868 | 0.001593 | 0.00034 | -0.000269 | -0.000445 | -0.000412 | -0.000348 | -0.000229 | -0.000153 | -3.7e-05 | 3e-06 | 0.000151 | 0.000297 | 0.000325 | 0.000311 | 0.00035 | 0.000271 | 0.000292 | 0.000241 | 0.000162 | 0.000186 | 0.00014 | 8.1e-05 | 3.6e-05 | 0 | -7.2e-05 | -0.000102 | -0.000148 | -9e-05 | -8.8e-05 | -5.1e-05 | 5e-05 | 0.000215 | 0.000359 | 0.000641 | 0.000632
0.004042 | 0.003021 | 0.001697 | 0.000425 | -0.00018 | -0.000375 | -0.000344 | -0.000276 | -0.000199 | -0.000106 | 2e-05 | 3e-05 | 0.000172 | 0.000313 | 0.000317 | 0.000316 | 0.000355 | 0.000291 | 0.000301 | 0.000234 | 0.000135 | 0.000164 | 0.000127 | 7.5e-05 | 5.8e-05 | 0 | -3.4e-05 | -7.7e-05 | -0.00012 | -6.9e-05 | -0.000108 | -9e-05 | -5e-06 | 0.000181 | 0.000356 | 0.000625 | 0.000609
0.004211 | 0.003139 | 0.001806 | 0.000513 | -0.000107 | -0.000316 | -0.000327 | -0.000259 | -0.000124 | -5.7e-05 | 8e-06 | 7.9e-05 | 0.000213 | 0.000398 | 0.000372 | 0.000394 | 0.000383 | 0.000345 | 0.000352 | 0.000295 | 0.000189 | 0.000192 | 0.000187 | 0.000107 | 8.3e-05 | 0 | -3.9e-05 | -4.3e-05 | -0.000106 | -7.4e-05 | -7e-05 | -4.5e-05 | 6.2e-05 | 0.000211 | 0.000358 | 0.00063 | 0.000616
0.004346 | 0.003243 | 0.001903 | 0.000613 | -4.1e-05 | -0.000247 | -0.000192 | -0.000149 | -6e-05 | 2.5e-05 | 9.8e-05 | 0.000159 | 0.000267 | 0.000406 | 0.000396 | 0.000384 | 0.000396 | 0.000316 | 0.000356 | 0.000287 | 0.000178 | 0.00018 | 0.000157 | 9.2e-05 | 7.1e-05 | 0 | -7.5e-05 | -6.5e-05 | -0.000118 | -9.3e-05 | -0.000124 | -5.5e-05 | 1.3e-05 | 0.000189 | 0.000328 | 0.000637 | 0.000624
0.004622 | 0.003475 | 0.002062 | 0.00071 | 2.3e-05 | -0.000189 | -0.000159 | -0.000106 | -2e-06 | 7.4e-05 | 0.000161 | 0.000205 | 0.000322 | 0.000469 | 0.000455 | 0.000454 | 0.000452 | 0.000393 | 0.000401 | 0.000333 | 0.000238 | 0.000229 | 0.000187 | 0.000125 | 9.6e-05 | 0 | -6.2e-05 | -5.8e-05 | -0.000124 | -8e-05 | -9.5e-05 | -6.8e-05 | 1.8e-05 | 0.000201 | 0.00035 | 0.00064 | 0.000584
0.004925 | 0.003754 | 0.002342 | 0.000959 | 0.000255 | 3.3e-05 | 1.9e-05 | 5.8e-05 | 0.000147 | 0.00022 | 0.000294 | 0.000314 | 0.000412 | 0.00056 | 0.000507 | 0.000478 | 0.000492 | 0.000424 | 0.000406 | 0.000321 | 0.000216 | 0.000223 | 0.000184 | 0.000104 | 6.7e-05 | 0 | -7e-05 | -9.8e-05 | -0.000159 | -0.000113 | -0.000129 | -0.000103 | 2e-06 | 0.000182 | 0.000328 | 0.000667 | 0.000649
0.005163 | 0.003937 | 0.002471 | 0.001055 | 0.000353 | 0.000111 | 0.00012 | 0.000169 | 0.000224 | 0.00032 | 0.000383 | 0.000412 | 0.000499 | 0.000654 | 0.000595 | 0.00054 | 0.000541 | 0.000487 | 0.000418 | 0.000365 | 0.000252 | 0.000244 | 0.000189 | 0.000103 | 8.6e-05 | 0 | -6.9e-05 | -9.6e-05 | -0.000162 | -0.00012 | -0.000143 | -0.000135 | -4.7e-05 | 0.000117 | 0.00029 | 0.000569 | 0.000574
0.005319 | 0.004079 | 0.002619 | 0.00123 | 0.000521 | 0.000301 | 0.000307 | 0.000322 | 0.000413 | 0.000449 | 0.000543 | 0.00059 | 0.000636 | 0.000778 | 0.000738 | 0.000654 | 0.000652 | 0.00056 | 0.000539 | 0.000448 | 0.00031 | 0.000283 | 0.000205 | 0.000119 | 6.3e-05 | 0 | -7.7e-05 | -0.000107 | -0.000179 | -0.000148 | -0.000195 | -0.000181 | -8.6e-05 | 8.5e-05 | 0.000247 | 0.000532 | 0.0005
0.005673 | 0.004425 | 0.002959 | 0.001557 | 0.00082 | 0.000566 | 0.000543 | 0.000594 | 0.000677 | 0.000696 | 0.000768 | 0.000797 | 0.000836 | 0.000967 | 0.000909 | 0.000811 | 0.000792 | 0.000671 | 0.000613 | 0.000527 | 0.000363 | 0.000307 | 0.00024 | 0.000143 | 7.9e-05 | 0 | -7.6e-05 | -9.9e-05 | -0.000175 | -0.000159 | -0.00019 | -0.000185 | -9.5e-05 | 7.7e-05 | 0.000222 | 0.000562 | 0.00049
0.005957 | 0.004695 | 0.003177 | 0.001752 | 0.001036 | 0.000796 | 0.000806 | 0.000825 | 0.000919 | 0.00093 | 0.000988 | 0.000973 | 0.001065 | 0.001143 | 0.001038 | 0.000973 | 0.000901 | 0.000766 | 0.00071 | 0.0006 | 0.000435 | 0.000376 | 0.000275 | 0.000157 | 9.9e-05 | 0 | -9.3e-05 | -0.000117 | -0.000191 | -0.000217 | -0.000247 | -0.000226 | -0.000129 | -8e-06 | 0.000169 | 0.000471 | 0.000376
0.006148 | 0.004928 | 0.003425 | 0.002058 | 0.001355 | 0.0011 | 0.001076 | 0.001121 | 0.001158 | 0.001239 | 0.001265 | 0.001243 | 0.00127 | 0.001386 | 0.001244 | 0.00115 | 0.001114 | 0.000921 | 0.000851 | 0.000679 | 0.000483 | 0.000391 | 0.000301 | 0.000173 | 9.6e-05 | 0 | -9.1e-05 | -0.000129 | -0.00024 | -0.000233 | -0.000278 | -0.000267 | -0.000214 | -7.5e-05 | 6.3e-05 | 0.000374 | 0.000256
0.006453 | 0.005225 | 0.003735 | 0.002366 | 0.001664 | 0.001381 | 0.00136 | 0.001409 | 0.001486 | 0.001465 | 0.001555 | 0.001513 | 0.001539 | 0.001637 | 0.001449 | 0.001325 | 0.001221 | 0.001084 | 0.000957 | 0.00078 | 0.000604 | 0.00048 | 0.000338 | 0.000212 | 0.000106 | 0 | -7.2e-05 | -0.000146 | -0.000257 | -0.000247 | -0.000294 | -0.000324 | -0.000268 | -0.000141 | 1.6e-05 | 0.000299 | 0.000141
0.006759 | 0.005544 | 0.004042 | 0.002678 | 0.002004 | 0.001754 | 0.001741 | 0.001756 | 0.001784 | 0.001836 | 0.001843 | 0.001798 | 0.001793 | 0.001844 | 0.001688 | 0.00151 | 0.00141 | 0.001233 | 0.001158 | 0.000912 | 0.000681 | 0.000543 | 0.000382 | 0.00024 | 0.00013 | 0 | -9.7e-05 | -0.000143 | -0.000267 | -0.000276 | -0.000348 | -0.000359 | -0.000312 | -0.000202 | -6.5e-05 | 0.00021 | 6.6e-05
0.007214 | 0.006015 | 0.004519 | 0.003164 | 0.002471 | 0.002195 | 0.002187 | 0.002188 | 0.002212 | 0.002227 | 0.002209 | 0.002176 | 0.002151 | 0.002158 | 0.001951 | 0.001748 | 0.001604 | 0.001434 | 0.001256 | 0.00104 | 0.000773 | 0.000617 | 0.000441 | 0.000243 | 0.000136 | 0 | -0.000118 | -0.000197 | -0.000354 | -0.000393 | -0.000442 | -0.000498 | -0.000466 | -0.000353 | -0.000272 | -1e-06 | -0.000208
0.007272 | 0.006139 | 0.004698 | 0.003382 | 0.002695 | 0.002452 | 0.002413 | 0.002441 | 0.002466 | 0.002502 | 0.002453 | 0.002388 | 0.002361 | 0.002378 | 0.00212 | 0.001933 | 0.001781 | 0.001539 | 0.001359 | 0.001105 | 0.000842 | 0.000655 | 0.000473 | 0.000313 | 0.000154 | 0 | -0.000117 | -0.000212 | -0.000368 | -0.000374 | -0.000476 | -0.000511 | -0.000526 | -0.000409 | -0.000334 | -9.9e-05 | -0.000353
0.007193 | 0.006102 | 0.004707 | 0.003467 | 0.002789 | 0.002554 | 0.002535 | 0.00255 | 0.002579 | 0.002592 | 0.002542 | 0.002488 | 0.002456 | 0.002439 | 0.002215 | 0.00199 | 0.001821 | 0.001596 | 0.001416 | 0.001167 | 0.000833 | 0.000652 | 0.00047 | 0.000288 | 0.000143 | 0 | -0.000131 | -0.000207 | -0.000327 | -0.000367 | -0.000495 | -0.000525 | -0.000491 | -0.000452 | -0.000338 | -9.2e-05 | -0.000443
0.007357 | 0.006301 | 0.004948 | 0.003746 | 0.003085 | 0.002863 | 0.00283 | 0.002818 | 0.002855 | 0.002835 | 0.002791 | 0.002708 | 0.002661 | 0.002658 | 0.00238 | 0.002147 | 0.001973 | 0.001688 | 0.001487 | 0.001252 | 0.000889 | 0.000707 | 0.00051 | 0.000319 | 0.000153 | 0 | -0.000161 | -0.000235 | -0.000402 | -0.000431 | -0.000535 | -0.000598 | -0.000597 | -0.000547 | -0.000481 | -0.000248 | -0.000675
0.007494 | 0.00647 | 0.005143 | 0.003977 | 0.003354 | 0.003133 | 0.003112 | 0.003095 | 0.003107 | 0.003094 | 0.003033 | 0.002915 | 0.00286 | 0.002833 | 0.002568 | 0.002314 | 0.002089 | 0.001771 | 0.001611 | 0.001324 | 0.001006 | 0.000773 | 0.000521 | 0.000325 | 0.000166 | 0 | -0.000129 | -0.000255 | -0.000415 | -0.000496 | -0.000589 | -0.000661 | -0.000679 | -0.000595 | -0.000552 | -0.000393 | -0.00084
0.007271 | 0.006309 | 0.005056 | 0.003975 | 0.003375 | 0.003174 | 0.003143 | 0.003135 | 0.00312 | 0.003147 | 0.003079 | 0.002979 | 0.002915 | 0.002935 | 0.002604 | 0.002344 | 0.00217 | 0.001894 | 0.001703 | 0.001401 | 0.001059 | 0.000832 | 0.000565 | 0.000341 | 0.000148 | 0 | -0.000141 | -0.000267 | -0.000429 | -0.000497 | -0.000649 | -0.000726 | -0.000784 | -0.000694 | -0.000735 | -0.000584 | -0.001096
0.007086 | 0.006174 | 0.004972 | 0.00394 | 0.003345 | 0.003189 | 0.003165 | 0.003164 | 0.003158 | 0.003144 | 0.00312 | 0.003055 | 0.002968 | 0.002969 | 0.002643 | 0.002417 | 0.002216 | 0.001921 | 0.001763 | 0.001465 | 0.001114 | 0.000883 | 0.00062 | 0.000366 | 0.000225 | 0 | -0.000104 | -0.00026 | -0.000441 | -0.000513 | -0.000672 | -0.000774 | -0.000832 | -0.000768 | -0.000786 | -0.000712 | -0.001307
0.006881 | 0.005993 | 0.004831 | 0.00383 | 0.003302 | 0.003149 | 0.00311 | 0.003139 | 0.003127 | 0.003114 | 0.003108 | 0.003019 | 0.002957 | 0.002954 | 0.002646 | 0.002424 | 0.002237 | 0.001908 | 0.001775 | 0.001463 | 0.001107 | 0.000865 | 0.000639 | 0.00037 | 0.000225 | 0 | -0.000103 | -0.000271 | -0.000448 | -0.000552 | -0.000687 | -0.000802 | -0.000839 | -0.000793 | -0.000833 | -0.000734 | -0.001431
0.006768 | 0.005908 | 0.004736 | 0.00375 | 0.003177 | 0.00306 | 0.003028 | 0.003015 | 0.003059 | 0.003059 | 0.003024 | 0.002963 | 0.002907 | 0.00289 | 0.00262 | 0.002386 | 0.002202 | 0.001953 | 0.001743 | 0.00143 | 0.001091 | 0.00085 | 0.000611 | 0.000393 | 0.00022 | 0 | -0.000145 | -0.000253 | -0.000478 | -0.000556 | -0.000724 | -0.000826 | -0.000851 | -0.00086 | -0.00087 | -0.00078 | -0.001581
0.00662 | 0.005774 | 0.004604 | 0.00361 | 0.003064 | 0.002933 | 0.002937 | 0.002984 | 0.002947 | 0.00295 | 0.002932 | 0.002891 | 0.00281 | 0.002834 | 0.002564 | 0.002312 | 0.002178 | 0.001903 | 0.001691 | 0.00142 | 0.001101 | 0.000888 | 0.000622 | 0.000377 | 0.000209 | 0 | -0.000114 | -0.000279 | -0.00047 | -0.000532 | -0.000725 | -0.000816 | -0.000864 | -0.000817 | -0.000861 | -0.000792 | -0.001682
0.006608 | 0.005709 | 0.004523 | 0.003542 | 0.003001 | 0.002898 | 0.002826 | 0.002853 | 0.002902 | 0.002849 | 0.002845 | 0.002802 | 0.002719 | 0.002771 | 0.002492 | 0.002309 | 0.002178 | 0.001835 | 0.001687 | 0.001381 | 0.00106 | 0.000827 | 0.000599 | 0.000348 | 0.000205 | 0 | -8.3e-05 | -0.000253 | -0.000478 | -0.000534 | -0.000694 | -0.000784 | -0.00083 | -0.000774 | -0.000824 | -0.000735 | -0.001677
0.006265 | 0.00543 | 0.004285 | 0.003297 | 0.002785 | 0.002665 | 0.002614 | 0.00267 | 0.002641 | 0.002719 | 0.002741 | 0.002639 | 0.002599 | 0.002659 | 0.002398 | 0.002169 | 0.002052 | 0.001733 | 0.001617 | 0.001343 | 0.00101 | 0.000752 | 0.000589 | 0.000329 | 0.000186 | 0 | -0.000128 | -0.000229 | -0.000467 | -0.000476 | -0.000636 | -0.000769 | -0.000847 | -0.000791 | -0.000882 | -0.000714 | -0.001808
0.006148 | 0.005271 | 0.004114 | 0.003166 | 0.00264 | 0.002537 | 0.002547 | 0.002541 | 0.002551 | 0.002595 | 0.002561 | 0.002521 | 0.002516 | 0.002508 | 0.002295 | 0.00206 | 0.001909 | 0.001678 | 0.001531 | 0.001334 | 0.000978 | 0.000731 | 0.000539 | 0.000325 | 0.000213 | 0 | -0.000137 | -0.000223 | -0.000476 | -0.000459 | -0.000629 | -0.000751 | -0.000793 | -0.000746 | -0.000837 | -0.000743 | -0.001879
0.005871 | 0.005011 | 0.003862 | 0.002959 | 0.002398 | 0.002311 | 0.002292 | 0.002316 | 0.002379 | 0.002393 | 0.00235 | 0.002344 | 0.00233 | 0.002374 | 0.002143 | 0.001944 | 0.001852 | 0.001556 | 0.001518 | 0.001214 | 0.000853 | 0.000694 | 0.000501 | 0.000295 | 0.000164 | 0 | -0.000123 | -0.0002 | -0.000377 | -0.000405 | -0.000664 | -0.000725 | -0.000796 | -0.000758 | -0.000866 | -0.000728 | -0.001985
0.005751 | 0.004912 | 0.003808 | 0.002846 | 0.002332 | 0.002202 | 0.002203 | 0.002248 | 0.002314 | 0.002277 | 0.002287 | 0.002267 | 0.002235 | 0.002331 | 0.002105 | 0.00193 | 0.001749 | 0.001529 | 0.001469 | 0.00114 | 0.000897 | 0.000718 | 0.000545 | 0.000365 | 0.000173 | 0 | -9.8e-05 | -0.000197 | -0.000367 | -0.000423 | -0.000602 | -0.000654 | -0.000687 | -0.000664 | -0.000699 | -0.000656 | -0.001978
0.005476 | 0.004632 | 0.003513 | 0.002591 | 0.002158 | 0.002042 | 0.00201 | 0.002062 | 0.002134 | 0.002101 | 0.002181 | 0.002214 | 0.002072 | 0.002274 | 0.001945 | 0.00184 | 0.00167 | 0.001421 | 0.001351 | 0.001121 | 0.000861 | 0.000649 | 0.000515 | 0.000337 | 0.000203 | 0 | -0.000109 | -0.00018 | -0.00037 | -0.000405 | -0.000569 | -0.000624 | -0.000682 | -0.00067 | -0.000764 | -0.000692 | -0.00225
0.005397 | 0.004547 | 0.003443 | 0.002546 | 0.002045 | 0.001942 | 0.001941 | 0.001986 | 0.001963 | 0.002005 | 0.0021 | 0.002046 | 0.001987 | 0.002184 | 0.001899 | 0.001776 | 0.00165 | 0.001485 | 0.001316 | 0.001089 | 0.000914 | 0.000735 | 0.000476 | 0.000347 | 0.00015 | 0 | -0.000109 | -0.000207 | -0.000348 | -0.000403 | -0.000587 | -0.000724 | -0.000765 | -0.000709 | -0.000818 | -0.000785 | -0.002376
0.005309 | 0.00444 | 0.003325 | 0.002439 | 0.001898 | 0.001857 | 0.001875 | 0.001884 | 0.001956 | 0.001983 | 0.002016 | 0.001991 | 0.001978 | 0.002096 | 0.001859 | 0.001736 | 0.001632 | 0.001387 | 0.001297 | 0.001122 | 0.000838 | 0.000681 | 0.000466 | 0.000305 | 0.000191 | 0 | -9.4e-05 | -0.000166 | -0.000413 | -0.000414 | -0.0006 | -0.000715 | -0.00074 | -0.000716 | -0.000849 | -0.000738 | -0.002531
0.005328 | 0.004449 | 0.003314 | 0.002411 | 0.001894 | 0.001827 | 0.001754 | 0.001817 | 0.001877 | 0.001821 | 0.001931 | 0.001904 | 0.001873 | 0.002051 | 0.001834 | 0.001628 | 0.001542 | 0.001376 | 0.001285 | 0.001085 | 0.000779 | 0.000613 | 0.0005 | 0.0003 | 0.000183 | 0 | -9.1e-05 | -0.000162 | -0.000342 | -0.000315 | -0.000593 | -0.000632 | -0.000653 | -0.000654 | -0.000788 | -0.000667 | -0.002597
0.005199 | 0.004315 | 0.003192 | 0.002331 | 0.001722 | 0.001742 | 0.001697 | 0.001772 | 0.001728 | 0.001742 | 0.001884 | 0.00185 | 0.001783 | 0.001971 | 0.001775 | 0.001577 | 0.001547 | 0.001292 | 0.001278 | 0.001037 | 0.000752 | 0.00055 | 0.000448 | 0.000235 | 0.000105 | 0 | -9.8e-05 | -0.000245 | -0.000411 | -0.000388 | -0.000561 | -0.000703 | -0.000774 | -0.000744 | -0.000858 | -0.000761 | -0.002781
0.004921 | 0.00405 | 0.003014 | 0.002142 | 0.001651 | 0.001583 | 0.001638 | 0.001692 | 0.001713 | 0.001746 | 0.001918 | 0.001841 | 0.001763 | 0.001966 | 0.001741 | 0.001607 | 0.001508 | 0.001338 | 0.001266 | 0.001017 | 0.000704 | 0.000606 | 0.000451 | 0.000265 | 8.1e-05 | 0 | -0.000139 | -0.000271 | -0.000511 | -0.000521 | -0.000688 | -0.000778 | -0.000793 | -0.000809 | -0.000971 | -0.000936 | -0.003121
0.004629 | 0.003794 | 0.002818 | 0.001987 | 0.001564 | 0.00153 | 0.001569 | 0.001604 | 0.001682 | 0.001624 | 0.001778 | 0.001769 | 0.001714 | 0.001966 | 0.001692 | 0.001522 | 0.001446 | 0.001247 | 0.001254 | 0.001053 | 0.000687 | 0.000615 | 0.000444 | 0.000236 | 0.000197 | 0 | -0.000157 | -0.000206 | -0.000477 | -0.000472 | -0.000708 | -0.000754 | -0.000783 | -0.000846 | -0.00101 | -0.001005 | -0.003476
0.004299 | 0.003505 | 0.002554 | 0.001744 | 0.001354 | 0.001313 | 0.001339 | 0.00139 | 0.00148 | 0.001494 | 0.001666 | 0.001661 | 0.001527 | 0.001846 | 0.001561 | 0.001486 | 0.001308 | 0.001218 | 0.001098 | 0.000945 | 0.000704 | 0.000552 | 0.000347 | 0.000168 | 6.7e-05 | 0 | -0.000197 | -0.000185 | -0.000464 | -0.00053 | -0.000661 | -0.000777 | -0.000817 | -0.000835 | -0.000994 | -0.001059 | -0.003616
0.004758 | 0.003938 | 0.002984 | 0.002231 | 0.001813 | 0.001779 | 0.00179 | 0.001751 | 0.001804 | 0.001882 | 0.001972 | 0.001943 | 0.001945 | 0.002115 | 0.001787 | 0.001582 | 0.001524 | 0.001309 | 0.001196 | 0.001012 | 0.000776 | 0.000619 | 0.000415 | 0.000303 | 0.000124 | 0 | -0.000131 | -0.000247 | -0.00056 | -0.000532 | -0.000735 | -0.000865 | -0.000863 | -0.000952 | -0.001202 | -0.001236 | -0.004127

## ACS130_CC_tcarray
0.05498 | 0.054477 | 0.052134 | 0.047472 | 0.043828 | 0.040345 | 0.037689 | 0.035748 | 0.033344 | 0.031586 | 0.030174 | 0.026839 | 0.027101 | 0.024132 | 0.022619 | 0.017563 | 0.015068 | 0.01372 | 0.013838 | 0.01156 | 0.008612 | 0.007454 | 0.00622 | 0.003238 | 0.001685 | 0 | -0.002909 | -0.00484 | -0.007816 | -0.009654 | -0.011548 | -0.015056 | -0.016487 | -0.018061 | -0.020473 | -0.023525 | -0.025113
0.044926 | 0.043947 | 0.041723 | 0.03834 | 0.035943 | 0.034423 | 0.032298 | 0.030071 | 0.028083 | 0.02604 | 0.024358 | 0.024242 | 0.021842 | 0.020306 | 0.017148 | 0.014483 | 0.014664 | 0.012565 | 0.010415 | 0.009579 | 0.008674 | 0.006445 | 0.004479 | 0.002489 | 0.001702 | 0 | -0.002609 | -0.004988 | -0.006765 | -0.008249 | -0.010178 | -0.01197 | -0.013589 | -0.014465 | -0.017401 | -0.018822 | -0.019925
0.035697 | 0.034688 | 0.033694 | 0.031891 | 0.030164 | 0.027398 | 0.026239 | 0.023747 | 0.021901 | 0.020412 | 0.019328 | 0.018753 | 0.017106 | 0.015821 | 0.014358 | 0.013073 | 0.012149 | 0.009821 | 0.008633 | 0.008444 | 0.006506 | 0.005552 | 0.004719 | 0.002622 | 0.00171 | 0 | -0.001593 | -0.002721 | -0.005334 | -0.006543 | -0.007721 | -0.010012 | -0.010717 | -0.013015 | -0.014129 | -0.016018 | -0.017886
0.028038 | 0.028113 | 0.027538 | 0.024713 | 0.02278 | 0.021667 | 0.019394 | 0.020219 | 0.018275 | 0.017048 | 0.016732 | 0.014824 | 0.014546 | 0.013436 | 0.011618 | 0.009127 | 0.008711 | 0.007608 | 0.007525 | 0.006126 | 0.005321 | 0.003626 | 0.003606 | 0.002078 | 0.001399 | 0 | -0.001136 | -0.002859 | -0.004191 | -0.005693 | -0.006709 | -0.008184 | -0.009225 | -0.010894 | -0.012662 | -0.013679 | -0.013868
0.021828 | 0.021503 | 0.020828 | 0.019718 | 0.018596 | 0.017635 | 0.017801 | 0.01521 | 0.014746 | 0.013076 | 0.012594 | 0.011967 | 0.01072 | 0.009768 | 0.008966 | 0.007439 | 0.006847 | 0.00634 | 0.005372 | 0.005713 | 0.00439 | 0.003622 | 0.00228 | 0.001733 | 0.001033 | 0 | -0.001444 | -0.002631 | -0.003433 | -0.004349 | -0.005941 | -0.007047 | -0.00794 | -0.008872 | -0.010124 | -0.01116 | -0.012772
0.016668 | 0.016866 | 0.017 | 0.016173 | 0.014993 | 0.014134 | 0.012678 | 0.011606 | 0.010561 | 0.010581 | 0.009886 | 0.009284 | 0.009067 | 0.008193 | 0.007126 | 0.005983 | 0.005983 | 0.004611 | 0.004179 | 0.004219 | 0.003152 | 0.002864 | 0.002567 | 0.001677 | 0.000771 | 0 | -0.000863 | -0.001447 | -0.003245 | -0.004238 | -0.004795 | -0.005748 | -0.006492 | -0.007713 | -0.008865 | -0.009674 | -0.010481
0.01292 | 0.013044 | 0.012899 | 0.011498 | 0.010862 | 0.009913 | 0.009945 | 0.009423 | 0.00914 | 0.008123 | 0.007566 | 0.007479 | 0.007019 | 0.005969 | 0.005346 | 0.004514 | 0.004229 | 0.003461 | 0.003555 | 0.003194 | 0.002982 | 0.002072 | 0.001821 | 0.000899 | 0.000439 | 0 | -0.001104 | -0.001806 | -0.002398 | -0.00327 | -0.003984 | -0.004811 | -0.005434 | -0.006042 | -0.006975 | -0.008052 | -0.008521
0.009157 | 0.009181 | 0.009299 | 0.009014 | 0.008415 | 0.008322 | 0.007999 | 0.007468 | 0.005859 | 0.006137 | 0.005676 | 0.005233 | 0.004812 | 0.004645 | 0.00427 | 0.003148 | 0.003495 | 0.002759 | 0.002517 | 0.002328 | 0.001839 | 0.001655 | 0.001481 | 0.000911 | 0.000506 | 0 | -0.00065 | -0.001515 | -0.001936 | -0.0026 | -0.003357 | -0.00393 | -0.004519 | -0.005485 | -0.00593 | -0.006977 | -0.007692
0.006438 | 0.00704 | 0.007244 | 0.006708 | 0.006084 | 0.006045 | 0.00509 | 0.004751 | 0.00528 | 0.004534 | 0.003805 | 0.003871 | 0.003473 | 0.003503 | 0.002981 | 0.002451 | 0.002033 | 0.001985 | 0.001536 | 0.001582 | 0.00127 | 0.001273 | 0.001358 | 0.000751 | 0.000557 | 0 | -0.000423 | -0.0008 | -0.001732 | -0.001883 | -0.002361 | -0.003371 | -0.00378 | -0.004299 | -0.005046 | -0.005635 | -0.00595
0.004472 | 0.004733 | 0.004586 | 0.004027 | 0.004003 | 0.003949 | 0.003901 | 0.003895 | 0.003161 | 0.00277 | 0.002757 | 0.002572 | 0.002671 | 0.002017 | 0.001812 | 0.001311 | 0.001648 | 0.001372 | 0.001329 | 0.001318 | 0.001232 | 0.000812 | 0.000941 | 0.000345 | 0.000248 | 0 | -0.000783 | -0.001168 | -0.00137 | -0.002385 | -0.002282 | -0.002519 | -0.003024 | -0.003641 | -0.00421 | -0.004412 | -0.005311
0.002247 | 0.002549 | 0.003089 | 0.002977 | 0.002785 | 0.002814 | 0.002842 | 0.002353 | 0.001783 | 0.00181 | 0.001478 | 0.00128 | 0.001479 | 0.001462 | 0.001035 | 0.00077 | 0.000755 | 0.000794 | 0.000719 | 0.00067 | 0.000859 | 0.000668 | 0.000555 | 0.00039 | 0.000256 | 0 | -0.000296 | -0.000641 | -0.001185 | -0.001357 | -0.001877 | -0.002472 | -0.002496 | -0.003088 | -0.003434 | -0.004097 | -0.004573
0.001116 | 0.001576 | 0.001726 | 0.001498 | 0.001178 | 0.001358 | 0.001066 | 0.001254 | 0.001115 | 0.001005 | 0.000873 | 0.00076 | 0.00074 | 0.000796 | 0.000297 | 0.000259 | 0.00029 | 4.5e-05 | 0.000497 | 0.00035 | 0.000175 | 0.00041 | 0.000552 | 0.000346 | 0.000185 | 0 | -0.00023 | -0.000631 | -0.001075 | -0.001402 | -0.001409 | -0.001879 | -0.002242 | -0.002489 | -0.003073 | -0.003432 | -0.003792
-0.00059 | -0.000255 | 0.000129 | 0.000163 | 0.000391 | 0.000467 | 0.000811 | 0.000745 | 0.000536 | 0.000312 | 0.000189 | 0.000164 | 5.7e-05 | -0.000194 | 0.000241 | -0.000298 | 7e-05 | -0.000176 | 0.000111 | 0.00013 | 0.000358 | 0.000223 | 0.000249 | 0.000101 | 0.000119 | 0 | -0.000503 | -0.000775 | -0.000906 | -0.001118 | -0.001436 | -0.00172 | -0.001824 | -0.002235 | -0.002461 | -0.003014 | -0.00339
-0.001383 | -0.000782 | -0.000209 | -0.000139 | -0.000287 | 0.000175 | 0.000107 | -1.5e-05 | 6.6e-05 | -0.000275 | -0.000258 | 5.2e-05 | 3.6e-05 | 4e-06 | -0.000192 | -0.000363 | -0.0003 | -0.000125 | -0.000176 | -0.000205 | -1.4e-05 | 0.000308 | 0.000448 | 0.000144 | 0.000232 | 0 | -0.000171 | -8.7e-05 | -0.000529 | -0.000832 | -0.000914 | -0.001209 | -0.001476 | -0.001648 | -0.002176 | -0.002367 | -0.002556
-0.001931 | -0.001398 | -0.00108 | -0.001185 | -0.000762 | -0.000436 | -0.000642 | -0.000327 | -0.00041 | 5.8e-05 | -0.000517 | -0.000393 | -0.0003 | -0.000378 | -0.00062 | -0.000582 | -0.000521 | -0.000442 | -0.000127 | -9.4e-05 | -0.000132 | -0.00013 | 0.000143 | 5.1e-05 | 4.1e-05 | 0 | -0.000223 | -0.000393 | -0.00072 | -0.000701 | -0.000941 | -0.001097 | -0.001337 | -0.001553 | -0.001746 | -0.002127 | -0.002539
-0.002449 | -0.001989 | -0.001368 | -0.00111 | -0.000982 | -0.000564 | -0.00026 | -0.000349 | -0.000496 | -0.001039 | -0.000786 | -0.000789 | -0.000565 | -0.000515 | -0.000506 | -0.000773 | -0.000555 | -0.000502 | -0.000334 | -0.00021 | -9.2e-05 | 8e-05 | 2.7e-05 | 6.7e-05 | 9.8e-05 | 0 | -0.000179 | -0.000327 | -0.000374 | -0.000501 | -0.000676 | -0.000936 | -0.000901 | -0.001276 | -0.001566 | -0.001571 | -0.001813
-0.003196 | -0.002383 | -0.001769 | -0.001636 | -0.001731 | -0.001195 | -0.001156 | -0.001097 | -0.000978 | -0.000894 | -0.001002 | -0.000814 | -0.000793 | -0.000742 | -0.000891 | -0.000812 | -0.000716 | -0.000923 | -0.000668 | -0.000401 | -0.000283 | -0.000242 | -5.4e-05 | -7e-05 | -0.000104 | 0 | -0.000136 | -0.00024 | -0.000311 | -0.000479 | -0.000681 | -0.000902 | -0.000931 | -0.001344 | -0.001255 | -0.001667 | -0.001905
-0.003079 | -0.002515 | -0.002072 | -0.001841 | -0.001409 | -0.001206 | -0.00108 | -0.000696 | -0.000768 | -0.000529 | -0.000836 | -0.00082 | -0.00079 | -0.000671 | -0.000635 | -0.000673 | -0.000623 | -0.000515 | -0.000435 | -0.000343 | -0.000227 | -0.000157 | 6.3e-05 | -1.9e-05 | 2e-06 | 0 | -0.000201 | -0.000171 | -0.000362 | -0.000433 | -0.000326 | -0.000514 | -0.000627 | -0.000602 | -0.000886 | -0.001004 | -0.001533
-0.003534 | -0.002901 | -0.002097 | -0.001788 | -0.001656 | -0.001275 | -0.000888 | -0.001059 | -0.001032 | -0.001329 | -0.000995 | -0.00099 | -0.000848 | -0.000835 | -0.000793 | -0.000912 | -0.000777 | -0.000745 | -0.000553 | -0.000608 | -0.000339 | -0.000286 | -0.000183 | -9.3e-05 | -3e-05 | 0 | -0.000135 | -0.000237 | -0.000205 | -0.000232 | -0.000288 | -0.00052 | -0.00061 | -0.000859 | -0.000893 | -0.001092 | -0.001202
-0.003653 | -0.002893 | -0.0024 | -0.002309 | -0.002091 | -0.001554 | -0.001433 | -0.001283 | -0.001215 | -0.001023 | -0.001116 | -0.000888 | -0.000941 | -0.000862 | -0.000986 | -0.00086 | -0.000862 | -0.000827 | -0.000687 | -0.000673 | -0.000499 | -0.000328 | -0.000114 | -0.000145 | -9.3e-05 | 0 | -8.4e-05 | -6e-06 | -0.000247 | -0.000216 | -0.000361 | -0.000321 | -0.000372 | -0.000519 | -0.000653 | -0.000782 | -0.001014
-0.003653 | -0.003163 | -0.002554 | -0.002303 | -0.001935 | -0.001619 | -0.001432 | -0.001256 | -0.001126 | -0.001164 | -0.001273 | -0.001169 | -0.001093 | -0.001039 | -0.000847 | -0.00095 | -0.000696 | -0.000803 | -0.000602 | -0.000432 | -0.000345 | -0.000349 | -0.000144 | -9.9e-05 | -7.6e-05 | 0 | -0.000162 | -0.000162 | -0.000196 | -0.000203 | -6.6e-05 | -0.000108 | -0.000296 | -0.000303 | -0.000439 | -0.000559 | -0.000959
-0.004191 | -0.003435 | -0.002706 | -0.002323 | -0.002191 | -0.001765 | -0.001433 | -0.001282 | -0.001369 | -0.001332 | -0.001092 | -0.001083 | -0.00089 | -0.000927 | -0.000827 | -0.000929 | -0.000758 | -0.000693 | -0.000651 | -0.000559 | -0.000314 | -0.000234 | -0.000159 | -0.000184 | -2.6e-05 | 0 | 8.1e-05 | 6e-06 | 5.9e-05 | 7.4e-05 | -3.6e-05 | -0.000186 | 3e-06 | -0.000314 | -0.000292 | -0.000477 | -0.000635
-0.004006 | -0.003297 | -0.002845 | -0.002678 | -0.002219 | -0.001855 | -0.001571 | -0.001469 | -0.001141 | -0.001012 | -0.001193 | -0.00095 | -0.000962 | -0.000842 | -0.001071 | -0.000967 | -0.000942 | -0.000722 | -0.000568 | -0.00064 | -0.000542 | -0.000292 | -0.000159 | -0.000145 | -0.000124 | 0 | -6.9e-05 | 9.6e-05 | 5e-06 | -5.5e-05 | -1.6e-05 | -7.3e-05 | -7.8e-05 | -0.000163 | -0.000212 | -0.00028 | -0.000582
-0.004098 | -0.003543 | -0.002816 | -0.002428 | -0.00216 | -0.001657 | -0.001527 | -0.001323 | -0.00127 | -0.001247 | -0.00132 | -0.001174 | -0.00097 | -0.001033 | -0.000858 | -0.000886 | -0.000791 | -0.000817 | -0.000626 | -0.000524 | -0.000379 | -0.00036 | -0.000225 | -0.000121 | -0.000111 | 0 | -4.6e-05 | -8.1e-05 | -5.3e-05 | -8.3e-05 | 5.6e-05 | 7.7e-05 | -0.000104 | -0.000142 | -0.000251 | -0.000298 | -0.000499
-0.004387 | -0.003508 | -0.002835 | -0.002522 | -0.002325 | -0.001967 | -0.001518 | -0.001296 | -0.001326 | -0.001258 | -0.001061 | -0.000983 | -0.000863 | -0.000762 | -0.000749 | -0.000858 | -0.00063 | -0.000624 | -0.000663 | -0.000574 | -0.000398 | -0.000329 | -0.000252 | -0.000248 | -9.4e-05 | 0 | 3e-06 | 8.5e-05 | 0.000107 | 0.000153 | 5.6e-05 | 1.6e-05 | 6e-05 | -9.8e-05 | -0.000112 | -0.000319 | -0.000429
-0.003856 | -0.003339 | -0.002851 | -0.002583 | -0.002038 | -0.001677 | -0.001527 | -0.001331 | -0.001147 | -0.000996 | -0.00111 | -0.000863 | -0.000964 | -0.00089 | -0.000898 | -0.000746 | -0.000703 | -0.000624 | -0.000531 | -0.000603 | -0.000451 | -0.000282 | -0.000153 | -9e-05 | -9.7e-05 | 0 | 4e-06 | 0.000155 | 5.8e-05 | 1e-05 | 8.4e-05 | 3.6e-05 | 9.5e-05 | 1.9e-05 | -8e-06 | 1.5e-05 | -0.000276
-0.004121 | -0.003511 | -0.002756 | -0.0023 | -0.002139 | -0.001804 | -0.001598 | -0.001395 | -0.001267 | -0.001245 | -0.001168 | -0.001183 | -0.000935 | -0.000848 | -0.000625 | -0.00076 | -0.000585 | -0.000628 | -0.000573 | -0.000421 | -0.000372 | -0.000302 | -0.000191 | -0.000199 | -8.3e-05 | 0 | 2.7e-05 | -4e-06 | 0.000124 | 0.000171 | 0.000286 | 0.000247 | 0.000144 | 0.000133 | 5.1e-05 | -4.8e-05 | -0.000241
-0.003989 | -0.003257 | -0.002765 | -0.002531 | -0.002273 | -0.001841 | -0.001541 | -0.001304 | -0.001305 | -0.001176 | -0.001098 | -0.000861 | -0.000779 | -0.000681 | -0.000829 | -0.000761 | -0.000729 | -0.00061 | -0.000603 | -0.00058 | -0.000434 | -0.000319 | -0.000276 | -0.000222 | -0.000125 | 0 | 3.5e-05 | 0.00015 | 0.000183 | 0.000229 | 0.000181 | 0.000177 | 0.000237 | 9.4e-05 | 0.00011 | -3e-06 | -0.000195
-0.003755 | -0.003323 | -0.002805 | -0.002436 | -0.001988 | -0.001657 | -0.001583 | -0.001345 | -0.00122 | -0.00104 | -0.00116 | -0.001035 | -0.000955 | -0.000908 | -0.000787 | -0.000685 | -0.000579 | -0.000524 | -0.000444 | -0.000447 | -0.000447 | -0.000297 | -0.000203 | -7.1e-05 | -8.7e-05 | 0 | 5.9e-05 | 0.00017 | 0.000135 | 0.000149 | 0.000305 | 0.000212 | 0.000242 | 0.000215 | 0.00019 | 0.000178 | -8.2e-05
-0.003937 | -0.003283 | -0.002563 | -0.002261 | -0.002102 | -0.001841 | -0.001508 | -0.001351 | -0.001269 | -0.001295 | -0.001145 | -0.001102 | -0.000841 | -0.000724 | -0.000699 | -0.000704 | -0.000595 | -0.000574 | -0.000505 | -0.000469 | -0.00036 | -0.00036 | -0.000255 | -0.000259 | -6.6e-05 | 0 | 1.1e-05 | 3.2e-05 | 0.000166 | 0.000215 | 0.00033 | 0.000341 | 0.000293 | 0.000303 | 0.000206 | 0.000152 | -3.8e-05
-0.003789 | -0.003179 | -0.002792 | -0.002502 | -0.002201 | -0.001782 | -0.0015 | -0.001284 | -0.001216 | -0.001126 | -0.00105 | -0.000859 | -0.000804 | -0.000772 | -0.000814 | -0.000685 | -0.000687 | -0.000577 | -0.000559 | -0.00057 | -0.000408 | -0.000318 | -0.000263 | -0.000218 | -0.000164 | 0 | 5.8e-05 | 0.000152 | 0.0002 | 0.000215 | 0.000182 | 0.000227 | 0.000349 | 0.0002 | 0.000269 | 0.000228 | 3.4e-05
-0.003907 | -0.003457 | -0.002826 | -0.002467 | -0.002059 | -0.001778 | -0.001647 | -0.001449 | -0.001312 | -0.001236 | -0.001241 | -0.00109 | -0.000949 | -0.000883 | -0.000697 | -0.000656 | -0.000544 | -0.000615 | -0.000482 | -0.000459 | -0.0005 | -0.000372 | -0.000237 | -0.000154 | -0.000128 | 0 | 3.4e-05 | 0.000145 | 0.000159 | 0.000202 | 0.000323 | 0.000349 | 0.000288 | 0.000284 | 0.000253 | 0.000284 | -2.5e-05
-0.004079 | -0.00343 | -0.002799 | -0.002488 | -0.002266 | -0.001961 | -0.001633 | -0.001495 | -0.001378 | -0.001266 | -0.001116 | -0.001059 | -0.000886 | -0.000797 | -0.000712 | -0.000783 | -0.000711 | -0.000646 | -0.000535 | -0.000478 | -0.000375 | -0.000372 | -0.000276 | -0.00026 | -9.6e-05 | 0 | 4e-05 | 6.3e-05 | 0.000189 | 0.000236 | 0.000347 | 0.000323 | 0.000335 | 0.000262 | 0.000292 | 0.000112 | -2e-05
-0.003777 | -0.003295 | -0.002865 | -0.002505 | -0.002084 | -0.001668 | -0.001482 | -0.001269 | -0.001156 | -0.001029 | -0.001068 | -0.000882 | -0.000833 | -0.000765 | -0.000735 | -0.00061 | -0.000553 | -0.00043 | -0.000362 | -0.000481 | -0.000399 | -0.000309 | -0.00023 | -0.000141 | -9e-05 | 0 | 9.2e-05 | 0.000243 | 0.000246 | 0.00032 | 0.000287 | 0.000311 | 0.000365 | 0.000343 | 0.000335 | 0.000381 | 8.7e-05
-0.00388 | -0.00343 | -0.002772 | -0.002405 | -0.002073 | -0.001783 | -0.001615 | -0.001453 | -0.001365 | -0.001284 | -0.00122 | -0.001102 | -0.000906 | -0.000822 | -0.000659 | -0.000653 | -0.000545 | -0.00061 | -0.000473 | -0.00046 | -0.000368 | -0.000322 | -0.000223 | -0.000114 | -7.4e-05 | 0 | 6.9e-05 | 0.000174 | 0.000212 | 0.000199 | 0.000401 | 0.000377 | 0.000414 | 0.000379 | 0.000333 | 0.000292 | 4.2e-05
-0.00404 | -0.003429 | -0.00288 | -0.002561 | -0.002282 | -0.00195 | -0.001619 | -0.00139 | -0.001285 | -0.001207 | -0.001083 | -0.001 | -0.000889 | -0.000785 | -0.000731 | -0.000751 | -0.000692 | -0.000581 | -0.0005 | -0.000516 | -0.000386 | -0.00036 | -0.000257 | -0.000235 | -0.000104 | 0 | 6.9e-05 | 8.3e-05 | 0.0002 | 0.000248 | 0.000329 | 0.000323 | 0.000331 | 0.00032 | 0.00032 | 0.000202 | -3e-06
-0.003801 | -0.003365 | -0.002886 | -0.002469 | -0.002095 | -0.001668 | -0.001493 | -0.001376 | -0.00126 | -0.001165 | -0.001186 | -0.001015 | -0.000883 | -0.000819 | -0.000777 | -0.000597 | -0.000541 | -0.000483 | -0.000479 | -0.000476 | -0.000381 | -0.00027 | -0.000222 | -0.00015 | -8.9e-05 | 0 | 8.6e-05 | 0.000208 | 0.00022 | 0.000287 | 0.000319 | 0.000347 | 0.000399 | 0.000359 | 0.000347 | 0.000351 | 0.000119
-0.004133 | -0.003588 | -0.002938 | -0.00254 | -0.002285 | -0.001975 | -0.001769 | -0.001544 | -0.00146 | -0.00132 | -0.001298 | -0.001124 | -0.001056 | -0.000876 | -0.000782 | -0.000818 | -0.00067 | -0.000636 | -0.000516 | -0.000516 | -0.000442 | -0.000386 | -0.00028 | -0.000219 | -0.000112 | 0 | 3.4e-05 | 0.000106 | 0.000155 | 0.000214 | 0.000353 | 0.000349 | 0.000291 | 0.000303 | 0.000282 | 0.000192 | -2.3e-05
-0.003843 | -0.003356 | -0.002866 | -0.002498 | -0.002183 | -0.001848 | -0.001535 | -0.001382 | -0.001296 | -0.001243 | -0.00117 | -0.00104 | -0.000879 | -0.000842 | -0.000762 | -0.0007 | -0.000653 | -0.000563 | -0.000517 | -0.000479 | -0.000346 | -0.000316 | -0.000243 | -0.000229 | -0.000111 | 0 | 6.6e-05 | 9.6e-05 | 0.000211 | 0.000254 | 0.000258 | 0.000298 | 0.000359 | 0.000282 | 0.000287 | 0.000218 | 2.3e-05
-0.005977 | -0.004718 | -0.003721 | -0.003338 | -0.002995 | -0.002681 | -0.002436 | -0.002242 | -0.002065 | -0.001957 | -0.001862 | -0.001654 | -0.001546 | -0.001394 | -0.001323 | -0.001177 | -0.001083 | -0.000959 | -0.000843 | -0.000818 | -0.000619 | -0.000444 | -0.000359 | -0.000241 | -0.000147 | 0 | 4.6e-05 | 0.000111 | 0.00019 | 0.000255 | 0.000276 | 0.000285 | 0.000286 | 0.00025 | 0.000207 | 0.000188 | -2.2e-05
-0.005615 | -0.004519 | -0.003543 | -0.003127 | -0.002759 | -0.002469 | -0.002253 | -0.002096 | -0.001971 | -0.001852 | -0.001787 | -0.001617 | -0.001459 | -0.001334 | -0.001173 | -0.001076 | -0.000974 | -0.000849 | -0.000729 | -0.000688 | -0.000569 | -0.000435 | -0.00028 | -0.00015 | -6.9e-05 | 0 | 9.7e-05 | 0.000145 | 0.000202 | 0.000245 | 0.000339 | 0.000321 | 0.000378 | 0.000327 | 0.000336 | 0.000298 | 9e-05
-0.00575 | -0.004611 | -0.003548 | -0.003082 | -0.002834 | -0.002541 | -0.002322 | -0.002108 | -0.00199 | -0.001891 | -0.001791 | -0.001648 | -0.00146 | -0.001274 | -0.001214 | -0.001102 | -0.001002 | -0.000958 | -0.000821 | -0.000753 | -0.00063 | -0.000485 | -0.000336 | -0.000239 | -0.000122 | 0 | 3e-05 | 0.000118 | 0.000215 | 0.000255 | 0.000328 | 0.000317 | 0.00031 | 0.000264 | 0.000263 | 0.000184 | 3.2e-05
-0.005283 | -0.004307 | -0.0035 | -0.003154 | -0.00283 | -0.002502 | -0.002276 | -0.002084 | -0.001977 | -0.001817 | -0.001784 | -0.001603 | -0.00147 | -0.001344 | -0.001288 | -0.001147 | -0.001054 | -0.000899 | -0.000821 | -0.000765 | -0.000599 | -0.000479 | -0.000321 | -0.000208 | -0.000112 | 0 | 7.2e-05 | 0.000152 | 0.00019 | 0.000253 | 0.000304 | 0.000297 | 0.000339 | 0.000277 | 0.000274 | 0.000209 | 6.6e-05
-0.004992 | -0.004157 | -0.003331 | -0.002932 | -0.002622 | -0.002339 | -0.002117 | -0.001988 | -0.001855 | -0.001731 | -0.001722 | -0.001527 | -0.001405 | -0.001215 | -0.001109 | -0.001 | -0.000872 | -0.00079 | -0.000725 | -0.000684 | -0.000565 | -0.000424 | -0.000262 | -0.000179 | -7.8e-05 | 0 | 8.2e-05 | 0.000137 | 0.000206 | 0.000243 | 0.000316 | 0.000333 | 0.000361 | 0.000329 | 0.000327 | 0.00027 | 0.000116
-0.004783 | -0.00395 | -0.00318 | -0.002856 | -0.002628 | -0.002387 | -0.002157 | -0.00198 | -0.001889 | -0.001734 | -0.0017 | -0.001547 | -0.001387 | -0.001271 | -0.001174 | -0.001102 | -0.001014 | -0.000912 | -0.0008 | -0.000734 | -0.000588 | -0.000436 | -0.00031 | -0.000232 | -0.000115 | 0 | 6.6e-05 | 0.000152 | 0.000223 | 0.000264 | 0.000313 | 0.000348 | 0.00034 | 0.000269 | 0.000285 | 0.000243 | 0.000107
-0.004632 | -0.003906 | -0.003184 | -0.002854 | -0.002567 | -0.002266 | -0.00207 | -0.001908 | -0.001819 | -0.001698 | -0.001649 | -0.001492 | -0.00135 | -0.001246 | -0.001146 | -0.00103 | -0.00091 | -0.000802 | -0.000746 | -0.000676 | -0.000569 | -0.000403 | -0.000281 | -0.000176 | -0.000107 | 0 | 7.9e-05 | 0.000147 | 0.000204 | 0.000245 | 0.000327 | 0.000334 | 0.000378 | 0.000322 | 0.000337 | 0.000299 | 0.000154
-0.004532 | -0.00386 | -0.003196 | -0.002839 | -0.002594 | -0.002302 | -0.002132 | -0.001976 | -0.001901 | -0.001791 | -0.001736 | -0.001592 | -0.001442 | -0.001285 | -0.001205 | -0.001121 | -0.000979 | -0.000904 | -0.000805 | -0.000746 | -0.000616 | -0.000442 | -0.000291 | -0.00021 | -8.7e-05 | 0 | 7.2e-05 | 0.000129 | 0.0002 | 0.000242 | 0.000317 | 0.000304 | 0.000357 | 0.000282 | 0.000294 | 0.000289 | 0.000105
-0.004385 | -0.003766 | -0.003137 | -0.00284 | -0.00257 | -0.002315 | -0.002138 | -0.001979 | -0.001881 | -0.001803 | -0.001732 | -0.001593 | -0.001439 | -0.001324 | -0.001197 | -0.001096 | -0.001006 | -0.00089 | -0.000816 | -0.00073 | -0.000581 | -0.000435 | -0.000294 | -0.000181 | -7.5e-05 | 0 | 8.5e-05 | 0.000149 | 0.00019 | 0.000262 | 0.000319 | 0.000332 | 0.000357 | 0.000295 | 0.000307 | 0.000272 | 0.000112
-0.004243 | -0.003663 | -0.003092 | -0.002806 | -0.002557 | -0.002309 | -0.002124 | -0.001987 | -0.001912 | -0.001787 | -0.001759 | -0.00161 | -0.001475 | -0.001335 | -0.001232 | -0.001176 | -0.00104 | -0.000915 | -0.00081 | -0.000771 | -0.000616 | -0.000453 | -0.000291 | -0.000207 | -0.000114 | 0 | 4.5e-05 | 0.000111 | 0.000188 | 0.000227 | 0.000294 | 0.000315 | 0.000332 | 0.000288 | 0.000293 | 0.000265 | 0.000101
-0.004098 | -0.00356 | -0.003008 | -0.002717 | -0.002521 | -0.002245 | -0.002072 | -0.001933 | -0.001872 | -0.001773 | -0.001759 | -0.001614 | -0.00146 | -0.001366 | -0.001239 | -0.001131 | -0.001033 | -0.000885 | -0.000794 | -0.000734 | -0.000579 | -0.000434 | -0.000307 | -0.000187 | -0.000109 | 0 | 6.5e-05 | 0.000142 | 0.000188 | 0.000237 | 0.000284 | 0.000319 | 0.000344 | 0.000321 | 0.00032 | 0.000296 | 0.000177
-0.003956 | -0.003425 | -0.002893 | -0.002647 | -0.002441 | -0.002193 | -0.002056 | -0.001919 | -0.001858 | -0.001773 | -0.001751 | -0.001628 | -0.001463 | -0.001315 | -0.001218 | -0.001136 | -0.001031 | -0.000915 | -0.000798 | -0.00075 | -0.00058 | -0.000426 | -0.000295 | -0.000175 | -7.7e-05 | 0 | 6.6e-05 | 0.000123 | 0.00019 | 0.000214 | 0.00029 | 0.000312 | 0.000329 | 0.000332 | 0.000336 | 0.00031 | 0.000142
-0.003828 | -0.003336 | -0.002872 | -0.002614 | -0.00244 | -0.002196 | -0.002017 | -0.001884 | -0.00183 | -0.00174 | -0.001734 | -0.001592 | -0.001457 | -0.001334 | -0.00125 | -0.00116 | -0.001046 | -0.000935 | -0.000791 | -0.000751 | -0.000581 | -0.00043 | -0.000277 | -0.000194 | -9.3e-05 | 0 | 7e-05 | 0.000121 | 0.000208 | 0.000242 | 0.000283 | 0.000307 | 0.000335 | 0.000307 | 0.000329 | 0.000292 | 0.000138
-0.003628 | -0.003201 | -0.002753 | -0.002463 | -0.002212 | -0.001972 | -0.001842 | -0.001728 | -0.001672 | -0.001638 | -0.001644 | -0.001491 | -0.001374 | -0.001254 | -0.001151 | -0.001083 | -0.000935 | -0.000851 | -0.000724 | -0.000655 | -0.000538 | -0.000379 | -0.000235 | -0.000123 | -7.1e-05 | 0 | 8.9e-05 | 0.000139 | 0.000176 | 0.000246 | 0.00032 | 0.000328 | 0.000358 | 0.000331 | 0.000353 | 0.00036 | 0.000248
-0.003654 | -0.003191 | -0.002719 | -0.002496 | -0.002326 | -0.002119 | -0.001976 | -0.001814 | -0.001803 | -0.001735 | -0.001684 | -0.00156 | -0.001422 | -0.001259 | -0.001196 | -0.001095 | -0.001043 | -0.000915 | -0.000786 | -0.000739 | -0.000606 | -0.00044 | -0.000272 | -0.000166 | -7.2e-05 | 0 | 7.1e-05 | 0.000118 | 0.000162 | 0.000178 | 0.000263 | 0.000273 | 0.000268 | 0.000252 | 0.000271 | 0.000202 | 9.3e-05
-0.003484 | -0.003004 | -0.00255 | -0.002262 | -0.002077 | -0.001852 | -0.001694 | -0.00156 | -0.001517 | -0.001445 | -0.001426 | -0.001345 | -0.001215 | -0.001142 | -0.001091 | -0.001019 | -0.000936 | -0.00083 | -0.00071 | -0.000663 | -0.000516 | -0.000359 | -0.000261 | -0.00016 | -8.6e-05 | 0 | 4.4e-05 | 8.5e-05 | 0.000174 | 0.000198 | 0.000245 | 0.000283 | 0.000334 | 0.000277 | 0.000299 | 0.000294 | 0.000115
-0.003088 | -0.002707 | -0.002323 | -0.002091 | -0.001881 | -0.001669 | -0.001573 | -0.001494 | -0.001415 | -0.001394 | -0.001444 | -0.00134 | -0.001201 | -0.001086 | -0.001009 | -0.000945 | -0.000824 | -0.00075 | -0.000662 | -0.000643 | -0.000489 | -0.000354 | -0.000222 | -0.000108 | -6.3e-05 | 0 | 6.3e-05 | 0.000122 | 0.000148 | 0.000178 | 0.000235 | 0.00024 | 0.000295 | 0.000231 | 0.000224 | 0.000239 | 0.000126
-0.002863 | -0.002366 | -0.001976 | -0.001798 | -0.001657 | -0.00148 | -0.001374 | -0.001219 | -0.001215 | -0.001166 | -0.001172 | -0.001094 | -0.000981 | -0.000848 | -0.000849 | -0.000857 | -0.000773 | -0.000679 | -0.000599 | -0.000587 | -0.000464 | -0.000349 | -0.000216 | -0.000137 | -4.8e-05 | 0 | 4.3e-05 | 7e-05 | 0.000167 | 0.000173 | 0.000216 | 0.000241 | 0.000238 | 0.000241 | 0.00029 | 0.000171 | 5.4e-05
-0.002658 | -0.002268 | -0.001927 | -0.001665 | -0.001476 | -0.001243 | -0.00112 | -0.001039 | -0.001012 | -0.000993 | -0.001011 | -0.000917 | -0.000855 | -0.000824 | -0.000821 | -0.000733 | -0.000687 | -0.000629 | -0.000549 | -0.000538 | -0.000427 | -0.000314 | -0.000217 | -0.000173 | -0.000122 | 0 | 2e-06 | 3.7e-05 | 7.6e-05 | 0.000136 | 0.000155 | 0.00017 | 0.000213 | 0.000159 | 0.000122 | 0.00015 | -3.9e-05
-0.002246 | -0.001852 | -0.001453 | -0.001217 | -0.001094 | -0.000903 | -0.00083 | -0.000808 | -0.000747 | -0.000775 | -0.000843 | -0.0007 | -0.000659 | -0.000547 | -0.000522 | -0.000549 | -0.00048 | -0.0004 | -0.00039 | -0.000412 | -0.000345 | -0.00024 | -0.000107 | -4e-05 | -1.8e-05 | 0 | 4.5e-05 | 0.00012 | 9.6e-05 | 0.000124 | 0.000193 | 0.000195 | 0.000201 | 0.000156 | 0.000127 | 0.000154 | 2.2e-05
-0.00197 | -0.001478 | -0.001145 | -0.001025 | -0.000913 | -0.00077 | -0.000698 | -0.000539 | -0.000556 | -0.000496 | -0.000494 | -0.000489 | -0.000413 | -0.000422 | -0.000403 | -0.00046 | -0.000516 | -0.000433 | -0.000361 | -0.000388 | -0.000313 | -0.000249 | -0.000176 | -0.000149 | -3.9e-05 | 0 | -1e-06 | -1.9e-05 | 6.2e-05 | 6.5e-05 | 7.6e-05 | 9.2e-05 | 6.4e-05 | 6.9e-05 | 5e-05 | -6e-05 | -0.000199
-0.001485 | -0.001202 | -0.000935 | -0.000636 | -0.000488 | -0.000225 | -0.000155 | -0.000199 | -0.000152 | -0.000249 | -0.000322 | -0.000266 | -0.000278 | -0.000344 | -0.000313 | -0.000298 | -0.000253 | -0.000265 | -0.000199 | -0.000291 | -0.000198 | -0.000122 | -6.9e-05 | -6.7e-05 | -7.9e-05 | 0 | 2.9e-05 | 7.5e-05 | 9.6e-05 | 0.000142 | 0.000144 | 0.000135 | 0.000183 | 9.2e-05 | 8.2e-05 | 0.000147 | -1.4e-05
-0.001044 | -0.000575 | -0.0002 | -4.6e-05 | 2.9e-05 | 9.9e-05 | 8.4e-05 | 0.000125 | 0.00012 | 5.1e-05 | -1.2e-05 | 0 | 4e-05 | 6.1e-05 | 4e-06 | -6e-05 | -5.2e-05 | -4.3e-05 | -8.9e-05 | -0.000133 | -0.000172 | -9.3e-05 | -3.7e-05 | -4e-06 | -1.3e-05 | 0 | 3.1e-05 | 4.1e-05 | 1.2e-05 | 6e-06 | 2.5e-05 | -1.2e-05 | -2e-05 | -0.000106 | -0.000147 | -0.000242 | -0.000311
-0.000863 | -0.000375 | -9.2e-05 | 4.8e-05 | 0.000143 | 0.000295 | 0.000371 | 0.000465 | 0.0004 | 0.000417 | 0.000352 | 0.000344 | 0.000278 | 0.00019 | 0.000119 | 6.5e-05 | -1.2e-05 | -6.7e-05 | 8e-06 | -9.6e-05 | -4.7e-05 | -6.7e-05 | -4.9e-05 | -0.000105 | 1e-06 | 0 | -4.3e-05 | -5.3e-05 | 1.9e-05 | -1.9e-05 | -3.6e-05 | -3.5e-05 | -8.6e-05 | -7.4e-05 | -0.000115 | -0.000212 | -0.00038
-0.000374 | -1e-05 | 0.000318 | 0.000583 | 0.000694 | 0.00087 | 0.000824 | 0.00076 | 0.00078 | 0.000551 | 0.000434 | 0.000491 | 0.000405 | 0.000332 | 0.000282 | 0.000198 | 0.000187 | 0.000207 | 0.000135 | 3.6e-05 | -6e-06 | 5.2e-05 | 1e-05 | -1.7e-05 | -5.1e-05 | 0 | -2.3e-05 | -2.3e-05 | -5.8e-05 | -6.7e-05 | -5.3e-05 | -0.000113 | -9.6e-05 | -0.00028 | -0.000342 | -0.000328 | -0.000471
-8e-06 | 0.000548 | 0.000922 | 0.000974 | 0.000937 | 0.000965 | 0.000901 | 0.000968 | 0.000913 | 0.000846 | 0.00076 | 0.000739 | 0.000762 | 0.000697 | 0.000551 | 0.000394 | 0.000319 | 0.000289 | 0.000213 | 5.7e-05 | 3.9e-05 | 3.3e-05 | 6.9e-05 | 4.9e-05 | 2.9e-05 | 0 | 4e-06 | -9e-06 | -6.2e-05 | -8.5e-05 | -5e-05 | -0.000171 | -0.00023 | -0.000255 | -0.000328 | -0.000477 | -0.000624
0.000395 | 0.000779 | 0.001071 | 0.001217 | 0.001273 | 0.001407 | 0.001374 | 0.001398 | 0.001268 | 0.001182 | 0.001082 | 0.001026 | 0.000916 | 0.000748 | 0.000631 | 0.000528 | 0.000398 | 0.000324 | 0.000322 | 0.000176 | 0.00011 | 6.7e-05 | 3.8e-05 | -6.8e-05 | -6e-05 | 0 | -7.4e-05 | -0.000135 | -0.00014 | -0.000162 | -0.000221 | -0.000237 | -0.000302 | -0.000401 | -0.000441 | -0.000548 | -0.000814
0.000832 | 0.001232 | 0.001621 | 0.001817 | 0.001764 | 0.001835 | 0.001733 | 0.001613 | 0.00154 | 0.001314 | 0.001152 | 0.001145 | 0.001104 | 0.001024 | 0.000874 | 0.000712 | 0.000698 | 0.000629 | 0.000469 | 0.000332 | 0.000265 | 0.000264 | 0.000183 | 0.000132 | 5.2e-05 | 0 | -3.4e-05 | -4.8e-05 | -0.000113 | -0.000148 | -0.000171 | -0.000224 | -0.000278 | -0.000496 | -0.000572 | -0.000645 | -0.00081
0.001211 | 0.001729 | 0.001983 | 0.001911 | 0.001811 | 0.001796 | 0.001705 | 0.001703 | 0.001636 | 0.001597 | 0.001444 | 0.001374 | 0.00133 | 0.001186 | 0.000977 | 0.0008 | 0.000638 | 0.000528 | 0.00039 | 0.000251 | 0.000224 | 0.0001 | 0.00011 | 9e-06 | 2.5e-05 | 0 | -0.000108 | -0.000165 | -0.000216 | -0.000277 | -0.00027 | -0.000411 | -0.000518 | -0.000554 | -0.000592 | -0.000827 | -0.000961
0.001769 | 0.002043 | 0.002263 | 0.002323 | 0.002313 | 0.002381 | 0.00229 | 0.002171 | 0.002 | 0.001833 | 0.001687 | 0.001644 | 0.001462 | 0.001269 | 0.001175 | 0.001003 | 0.000838 | 0.000742 | 0.000617 | 0.000414 | 0.000351 | 0.000273 | 0.000143 | 6.2e-05 | -1.6e-05 | 0 | -9.4e-05 | -0.000182 | -0.000198 | -0.000225 | -0.000353 | -0.000385 | -0.000447 | -0.000632 | -0.000654 | -0.000735 | -0.000948
0.001818 | 0.002221 | 0.002604 | 0.002595 | 0.002432 | 0.002364 | 0.002243 | 0.002125 | 0.002003 | 0.001838 | 0.001605 | 0.001629 | 0.001586 | 0.001454 | 0.001256 | 0.000972 | 0.001024 | 0.000835 | 0.000728 | 0.000487 | 0.000344 | 0.000359 | 0.000257 | 0.000141 | 6.9e-05 | 0 | -7.2e-05 | -0.000103 | -0.000267 | -0.000296 | -0.000296 | -0.000452 | -0.000513 | -0.000744 | -0.000845 | -0.000968 | -0.001089
0.002296 | 0.002701 | 0.00281 | 0.002635 | 0.00255 | 0.002527 | 0.002355 | 0.002462 | 0.002205 | 0.002254 | 0.002078 | 0.001899 | 0.00182 | 0.001563 | 0.001357 | 0.001159 | 0.000958 | 0.000799 | 0.000728 | 0.000536 | 0.000414 | 0.000308 | 0.000211 | 0.000124 | 2.9e-05 | 0 | -5.1e-05 | -0.000199 | -0.000227 | -0.00037 | -0.000402 | -0.000455 | -0.000608 | -0.000612 | -0.000725 | -0.000914 | -0.001113
0.002294 | 0.002577 | 0.002859 | 0.002981 | 0.002934 | 0.002947 | 0.002791 | 0.002578 | 0.002436 | 0.002155 | 0.001989 | 0.001917 | 0.001747 | 0.001606 | 0.001423 | 0.00128 | 0.001162 | 0.001054 | 0.000904 | 0.000659 | 0.000503 | 0.000401 | 0.000271 | 0.000148 | 3e-05 | 0 | -0.000129 | -0.000167 | -0.000284 | -0.000375 | -0.000479 | -0.000518 | -0.00061 | -0.000828 | -0.000954 | -0.001018 | -0.001182
0.002595 | 0.003044 | 0.00332 | 0.003197 | 0.002904 | 0.002785 | 0.002676 | 0.00254 | 0.002424 | 0.002266 | 0.001967 | 0.00196 | 0.001938 | 0.001786 | 0.001522 | 0.001289 | 0.001196 | 0.001016 | 0.000898 | 0.000638 | 0.000489 | 0.000453 | 0.000348 | 0.000219 | 9.6e-05 | 0 | -0.000101 | -0.000104 | -0.000277 | -0.000405 | -0.000352 | -0.00059 | -0.000694 | -0.000896 | -0.000968 | -0.001198 | -0.001275
0.003087 | 0.003345 | 0.003415 | 0.003246 | 0.003214 | 0.003178 | 0.002975 | 0.002977 | 0.00265 | 0.002503 | 0.002424 | 0.002303 | 0.002089 | 0.0018 | 0.001565 | 0.001388 | 0.001264 | 0.001071 | 0.000942 | 0.000734 | 0.000563 | 0.000436 | 0.000317 | 0.000135 | 4.6e-05 | 0 | -9.9e-05 | -0.000237 | -0.000367 | -0.000452 | -0.000556 | -0.00062 | -0.000738 | -0.000858 | -0.000915 | -0.00107 | -0.001293
0.00288 | 0.003139 | 0.003514 | 0.003574 | 0.00339 | 0.003307 | 0.003138 | 0.002906 | 0.002743 | 0.002441 | 0.002243 | 0.002064 | 0.002006 | 0.001843 | 0.001749 | 0.00149 | 0.001352 | 0.001266 | 0.000975 | 0.000764 | 0.000587 | 0.000471 | 0.000406 | 0.000225 | 7.4e-05 | 0 | -0.000167 | -0.000213 | -0.000379 | -0.000438 | -0.000516 | -0.000642 | -0.000719 | -0.000987 | -0.001132 | -0.001281 | -0.001391
0.003312 | 0.003765 | 0.003919 | 0.003635 | 0.003442 | 0.003259 | 0.003046 | 0.002919 | 0.002697 | 0.002708 | 0.002424 | 0.002336 | 0.002214 | 0.002062 | 0.001711 | 0.001412 | 0.001247 | 0.00105 | 0.000978 | 0.000702 | 0.000524 | 0.000451 | 0.000307 | 0.000205 | 0.000107 | 0 | -0.00016 | -0.000261 | -0.000406 | -0.000563 | -0.00059 | -0.000838 | -0.000958 | -0.001081 | -0.001206 | -0.00137 | -0.001505
0.003635 | 0.003822 | 0.003956 | 0.003871 | 0.003741 | 0.003705 | 0.003462 | 0.003309 | 0.003111 | 0.002883 | 0.002583 | 0.002534 | 0.002284 | 0.002047 | 0.001835 | 0.001673 | 0.001531 | 0.001272 | 0.001215 | 0.000877 | 0.000712 | 0.000534 | 0.000446 | 0.000259 | 0.000113 | 0 | -0.000109 | -0.000238 | -0.000345 | -0.000473 | -0.00058 | -0.000697 | -0.000796 | -0.000944 | -0.001081 | -0.001201 | -0.001484
0.003464 | 0.003841 | 0.004195 | 0.004125 | 0.003864 | 0.003765 | 0.003414 | 0.003267 | 0.00304 | 0.002743 | 0.002449 | 0.002383 | 0.002348 | 0.002125 | 0.00196 | 0.001679 | 0.00156 | 0.001365 | 0.001223 | 0.00091 | 0.000716 | 0.000558 | 0.000519 | 0.000239 | 0.000126 | 0 | -0.000128 | -0.000235 | -0.00037 | -0.000504 | -0.000539 | -0.000762 | -0.000871 | -0.001156 | -0.001345 | -0.001567 | -0.001679
0.003792 | 0.004177 | 0.004269 | 0.003968 | 0.00381 | 0.00366 | 0.00344 | 0.003322 | 0.003146 | 0.003045 | 0.002803 | 0.002673 | 0.002501 | 0.002288 | 0.001953 | 0.001696 | 0.001464 | 0.00128 | 0.001096 | 0.000879 | 0.000661 | 0.000531 | 0.000375 | 0.000267 | 7.4e-05 | 0 | -0.000183 | -0.000346 | -0.000498 | -0.000706 | -0.000713 | -0.000901 | -0.001075 | -0.001223 | -0.001292 | -0.001482 | -0.001655
0.004098 | 0.004342 | 0.004536 | 0.004429 | 0.004302 | 0.004228 | 0.003866 | 0.003651 | 0.00332 | 0.003128 | 0.002821 | 0.002761 | 0.002531 | 0.002256 | 0.002111 | 0.001867 | 0.001866 | 0.001491 | 0.001417 | 0.00101 | 0.000879 | 0.000696 | 0.000553 | 0.000297 | 0.000139 | 0 | -0.000158 | -0.000316 | -0.000455 | -0.000536 | -0.000693 | -0.000826 | -0.000956 | -0.001173 | -0.001352 | -0.001432 | -0.001652
0.004229 | 0.004596 | 0.004946 | 0.004658 | 0.004295 | 0.003992 | 0.003826 | 0.003701 | 0.003445 | 0.003217 | 0.002914 | 0.002785 | 0.002721 | 0.002555 | 0.0022 | 0.001805 | 0.001637 | 0.001547 | 0.001356 | 0.001008 | 0.000789 | 0.000774 | 0.000544 | 0.000301 | 0.000112 | 0 | -0.000145 | -0.00032 | -0.000376 | -0.000668 | -0.000648 | -0.000882 | -0.000978 | -0.001382 | -0.001435 | -0.001695 | -0.00179
0.004864 | 0.005124 | 0.005072 | 0.004701 | 0.00457 | 0.004436 | 0.004166 | 0.003863 | 0.003633 | 0.003524 | 0.003258 | 0.003011 | 0.00295 | 0.002523 | 0.002257 | 0.002074 | 0.001752 | 0.001474 | 0.001402 | 0.001077 | 0.000878 | 0.000684 | 0.000441 | 0.000322 | 0.000171 | 0 | -0.00011 | -0.000337 | -0.000532 | -0.000699 | -0.000762 | -0.000983 | -0.001082 | -0.001271 | -0.001419 | -0.001656 | -0.001819
0.004621 | 0.004905 | 0.005218 | 0.005123 | 0.004768 | 0.004525 | 0.004264 | 0.004004 | 0.003702 | 0.003327 | 0.00295 | 0.00291 | 0.002692 | 0.002531 | 0.002302 | 0.002105 | 0.001948 | 0.001704 | 0.001385 | 0.001238 | 0.000785 | 0.000707 | 0.000597 | 0.000268 | 0.000103 | 0 | -0.000235 | -0.00033 | -0.000503 | -0.000727 | -0.000724 | -0.000986 | -0.001151 | -0.001395 | -0.001614 | -0.001741 | -0.001962