## Moorings
Ref Des | Serial Number | Deployment Number | Anchor Launch Date | Anchor Launch Time | Recover Date | Latitude | Longitude | Water Depth | Cruise Number | Notes
CP03ISSM | CP03ISSM-00001 | 1 | 2014-12-14 | 18:53 | 2014-12-30 | 40.3623 | -70.8787 | 94 | KN224 | Buoy went adrift and was recovered

## Asset_Cal_Info
Ref Des | Mooring Serial Number | Deployment Number | Sensor Serial Number | Calibration Cofficient Name | Calibration Cofficient Value | Notes
CP03ISSM-SBD11-01-MOPAKO000 | CP03ISSM-00001 | 1 | CP03ISSM-00001-MOPAK |  |  | This is a bogus serial number; no Calibration Coefficient
CP03ISSM-SBD11-02-HYDGN0000 | CP03ISSM-00001 | 1
CP03ISSM-SBD11-06-METBKA000 | CP03ISSM-00001 | 1 | LGR013 | CC_lat | 40.3623
CP03ISSM-SBD11-06-METBKA000 | CP03ISSM-00001 | 1 | LGR013 | CC_lon | -70.8786
CP03ISSM-SBD11-06-METBKA000 | CP03ISSM-00001 | 1 | LGR013 | CC_depth_of_conductivity_and_temperature_measurements_m | 1.0668
CP03ISSM-SBD11-06-METBKA000 | CP03ISSM-00001 | 1 | LGR013 | CC_height_of_air_humidity_measurement_m | 4.2926
CP03ISSM-SBD11-06-METBKA000 | CP03ISSM-00001 | 1 | LGR013 | CC_height_of_air_temperature_measurement_m | 4.2926
CP03ISSM-SBD11-06-METBKA000 | CP03ISSM-00001 | 1 | LGR013 | CC_height_of_windspeed_sensor_above_sealevel_m | 4.7498
CP03ISSM-SBD11-06-METBKA000 | CP03ISSM-00001 | 1 | LGR013 | CC_jcool | 1 | Constant
CP03ISSM-SBD11-06-METBKA000 | CP03ISSM-00001 | 1 | LGR013 | CC_jwarm | 1 | Constant
CP03ISSM-SBD11-06-METBKA000 | CP03ISSM-00001 | 1 | LGR013 | CC_zinvpbl | 600 | Constant
CP03ISSM-SBD12-03-HYDGN0000 | CP03ISSM-00001 | 1
CP03ISSM-SBD12-04-PCO2AA000 | CP03ISSM-00001 | 1 | 33-183-50A |  |  | No Calibration Coefficient
CP03ISSM-RID26-04-VELPTA000 | CP03ISSM-00001 | 1 | AQD 11397 | CC_lat | 40.3623
CP03ISSM-RID26-04-VELPTA000 | CP03ISSM-00001 | 1 | AQD 11397 | CC_lon | -70.8786
CP03ISSM-MFD35-04-VELPTA000 | CP03ISSM-00001 | 1 | AQD 11412 | CC_lat | 40.3623
CP03ISSM-MFD35-04-VELPTA000 | CP03ISSM-00001 | 1 | AQD 11412 | CC_lon | -70.8786
CP03ISSM-RID26-06-PHSEND000 | CP03ISSM-00001 | 1 | P0087 | CC_ea434 | 17533
CP03ISSM-RID26-06-PHSEND000 | CP03ISSM-00001 | 1 | P0087 | CC_ea578 | 101
CP03ISSM-RID26-06-PHSEND000 | CP03ISSM-00001 | 1 | P0087 | CC_eb434 | 2229
CP03ISSM-RID26-06-PHSEND000 | CP03ISSM-00001 | 1 | P0087 | CC_eb578 | 38502
CP03ISSM-RID26-06-PHSEND000 | CP03ISSM-00001 | 1 | P0087 | CC_ind_off | 0
CP03ISSM-RID26-06-PHSEND000 | CP03ISSM-00001 | 1 | P0087 | CC_ind_slp | 1
CP03ISSM-RID26-06-PHSEND000 | CP03ISSM-00001 | 1 | P0087 | CC_psal | 35 | Constant
CP03ISSM-MFD35-06-PHSEND000 | CP03ISSM-00001 | 1 | P0069 | CC_ea434 | 17533
CP03ISSM-MFD35-06-PHSEND000 | CP03ISSM-00001 | 1 | P0069 | CC_ea578 | 101
CP03ISSM-MFD35-06-PHSEND000 | CP03ISSM-00001 | 1 | P0069 | CC_eb434 | 2229
CP03ISSM-MFD35-06-PHSEND000 | CP03ISSM-00001 | 1 | P0069 | CC_eb578 | 38502
CP03ISSM-MFD35-06-PHSEND000 | CP03ISSM-00001 | 1 | P0069 | CC_ind_off | 0
CP03ISSM-MFD35-06-PHSEND000 | CP03ISSM-00001 | 1 | P0069 | CC_ind_slp | 1
CP03ISSM-MFD35-06-PHSEND000 | CP03ISSM-00001 | 1 | P0069 | CC_psal | 35 | Constant
CP03ISSM-RID27-01-OPTAAD000 | CP03ISSM-00001 | 1 | ACS187 | CC_cwlngth | [400.90000000, 404.60000000, 408.00000000, 411.40000000, 414.60000000, 418.50000000, 422.80000000, 426.50000000, 430.60000000, 434.50000000, 438.20000000, 442.50000000, 447.00000000, 451.50000000, 456.20000000, 460.10000000, 464.30000000, 469.10000000, 473.60000000, 478.50000000, 482.90000000, 487.60000000, 492.10000000, 496.10000000, 500.80000000, 505.40000000, 510.00000000, 514.90000000, 519.90000000, 524.80000000, 528.90000000, 533.00000000, 537.70000000, 542.00000000, 546.40000000, 551.20000000, 555.50000000, 559.90000000, 564.50000000, 569.00000000, 572.70000000, 577.10000000, 580.70000000, 585.20000000, 589.60000000, 593.70000000, 598.60000000, 603.00000000, 607.50000000, 612.00000000, 616.90000000, 621.20000000, 625.70000000, 630.00000000, 634.40000000, 638.70000000, 643.10000000, 647.40000000, 652.20000000, 656.50000000, 661.10000000, 665.70000000, 670.50000000, 674.70000000, 679.10000000, 683.00000000, 687.40000000, 691.50000000, 695.50000000, 699.70000000, 703.80000000, 707.90000000, 712.10000000, 715.80000000, 720.10000000, 724.30000000, 728.10000000, 731.90000000, 736.10000000]
CP03ISSM-RID27-01-OPTAAD000 | CP03ISSM-00001 | 1 | ACS187 | CC_ccwo | [ -1.68885900, -1.58720600, -1.47317000, -1.36866500, -1.26512600, -1.17496600, -1.09158800, -1.00803900, -0.93028300, -0.85678900, -0.78416900, -0.71540100, -0.65021600, -0.58556300, -0.52832000, -0.47535900, -0.42325800, -0.37318700, -0.32383100, -0.27847900, -0.23546700, -0.19281700, -0.15161100, -0.11243700, -0.07500700, -0.04050900, -0.00697300, 0.02109600, 0.05118100, 0.08113900, 0.10875100, 0.13474800, 0.15951000, 0.18375500, 0.20905800, 0.23303600, 0.25680900, 0.27827000, 0.29769900, 0.31306800, 0.32868200, 0.33821700, 0.34464700, 0.34107200, 0.33557500, 0.32328100, 0.31106500, 0.30206800, 0.30360700, 0.31289900, 0.32497100, 0.33673200, 0.34890000, 0.35950800, 0.37086900, 0.37965000, 0.38623200, 0.39125900, 0.38994800, 0.38598100, 0.38522200, 0.38909300, 0.39468800, 0.39944000, 0.40196800, 0.39807700, 0.38378300, 0.35918200, 0.32537900, 0.27551100, 0.20686900, 0.11359600, -0.00534300, -0.15728100, -0.34916200, -0.57978800, -0.83633100, -1.09553100, -1.25110300]
CP03ISSM-RID27-01-OPTAAD000 | CP03ISSM-00001 | 1 | ACS187 | CC_tcal | 20.9
CP03ISSM-RID27-01-OPTAAD000 | CP03ISSM-00001 | 1 | ACS187 | CC_tbins | [ 0.88811200, 1.36115300, 2.48761900, 3.44452200, 4.47025600, 5.49169200, 6.47272700, 7.47347800, 8.47780500, 9.50853700, 10.49439000, 11.49027000, 12.47718700, 3.48357100, 14.47807700, 15.47913000, 16.47571400, 17.48421100, 18.47000000, 19.47894700, 20.50000000, 21.51541700, 22.49653800, 23.49400000, 24.50541700, 25.49520000, 26.49148100, 7.54468100, 28.48620000, 29.50222200, 30.48333300, 31.49216200, 32.49852900, 33.49468700, 34.49774200, 35.49212100, 36.52325000, 37.30020400]
CP03ISSM-RID27-01-OPTAAD000 | CP03ISSM-00001 | 1 | ACS187 | CC_awlngth | [399.30000000, 402.60000000, 405.90000000, 409.40000000, 412.60000000, 416.00000000, 419.90000000, 424.20000000, 428.50000000, 432.00000000, 436.10000000, 439.80000000, 444.40000000, 48.80000000, 453.20000000, 457.80000000, 461.70000000, 466.10000000, 470.80000000, 475.40000000, 480.10000000, 484.80000000, 489.40000000, 493.50000000, 498.10000000, 502.40000000, 507.10000000, 12.00000000, 517.00000000, 521.30000000, 526.10000000, 530.40000000, 534.80000000, 539.00000000, 543.50000000, 548.00000000, 552.60000000, 557.00000000, 561.60000000, 566.10000000, 570.20000000, 74.10000000, 578.10000000, 580.20000000, 584.40000000, 588.60000000, 592.80000000, 597.40000000, 601.80000000, 606.50000000, 611.00000000, 615.50000000, 620.20000000, 624.50000000, 629.00000000, 0.00000000, 637.70000000, 642.10000000, 646.50000000, 650.90000000, 655.50000000, 660.30000000, 664.60000000, 669.00000000, 673.70000000, 678.00000000, 682.20000000, 686.60000000, 690.70000000, 94.70000000, 698.60000000, 702.80000000, 706.80000000, 711.20000000, 714.80000000, 719.00000000, 723.00000000, 727.00000000, 731.30000000]
CP03ISSM-RID27-01-OPTAAD000 | CP03ISSM-00001 | 1 | ACS187 | CC_acwo | [ -0.71772800, -0.57123100, -0.47287800, -0.40756500, -0.36677000, -0.34228600, -0.32267500, -0.30696600, -0.29109700, -0.27299200, -0.25239900, -0.23191700, -0.20952800, -0.18571700, -0.16065100, -0.13403800, -0.10642800, -0.07822800, -0.05020200, -0.02132600, 0.00882800, 0.03836400, 0.06773800, 0.09684500, 0.12494800, 0.15215700, 0.17817500, 0.20427400, 0.23205400, 0.26001000, 0.28828500, 0.31595100, 0.34298700, 0.36947600, 0.39483600, 0.41996400, 0.44546600, 0.47030100, 0.49412000, 0.51601100, 0.53510700, 0.55126000, 0.56365000, 0.56853700, 0.57439300, 0.57496400, 0.56947400, 0.56155800, 0.55929100, 0.56638000, 0.58053200, 0.59777600, 0.61530900, 0.63243700, 0.64940000, 0.66529200, 0.68012700, 0.69291000, 0.70199400, 0.70704500, 0.70972400, 0.71406900, 0.72227700, 0.73241900, 0.74122800, 0.74651300, 0.74652500, 0.73844200, 0.71995800, 0.68913900, 0.64380500, 0.58035100, 0.49454800, 0.38077400, 0.23437700, 0.05174400, -0.16867900, -0.41820900, -0.67126100]
CP03ISSM-RID27-01-OPTAAD000 | CP03ISSM-00001 | 1 | ACS187 | CC_taarray | SheetRef:ACS187_CC_taarray
CP03ISSM-RID27-01-OPTAAD000 | CP03ISSM-00001 | 1 | ACS187 | CC_tcarray | SheetRef:ACS187_CC_tcarray
CP03ISSM-MFD37-01-OPTAAD000 | CP03ISSM-00001 | 1 | ACS159 | CC_cwlngth | [400.10000000, 404.40000000, 408.70000000, 413.00000000, 417.60000000, 422.60000000, 427.80000000, 432.50000000, 437.00000000, 441.70000000, 447.20000000, 452.30000000, 457.30000000, 462.20000000, 467.30000000, 472.70000000, 478.30000000, 483.80000000, 488.60000000, 493.40000000, 498.40000000, 503.60000000, 509.00000000, 514.70000000, 520.10000000, 525.40000000, 530.30000000, 535.10000000, 540.10000000, 545.00000000, 550.40000000, 555.70000000, 560.80000000, 565.70000000, 570.70000000, 575.30000000, 579.50000000, 583.40000000, 587.60000000, 592.50000000, 597.10000000, 601.80000000, 606.30000000, 611.00000000, 615.90000000, 620.50000000, 625.00000000, 629.50000000, 633.70000000, 638.00000000, 642.30000000, 646.80000000, 651.40000000, 655.80000000, 660.30000000, 664.70000000, 669.10000000, 673.10000000, 677.10000000, 681.20000000, 684.80000000, 688.50000000, 692.10000000, 695.30000000, 698.60000000, 702.00000000, 705.20000000, 707.90000000, 711.10000000, 713.70000000, 716.80000000, 719.70000000, 722.00000000, 724.60000000, 726.80000000, 729.50000000, 731.00000000, 733.40000000, 735.10000000, 736.90000000, 738.60000000, 740.40000000]
CP03ISSM-MFD37-01-OPTAAD000 | CP03ISSM-00001 | 1 | ACS159 | CC_ccwo | [ 0.40471700, 0.47461600, 0.54323200, 0.59873300, 0.65034800, 0.69177900, 0.72809100, 0.76818100, 0.80081600, 0.83597500, 0.86569600, 0.89169100, 0.91777900, 0.93857900, 0.96148100, 0.98264000, 1.00208100, 1.02160700, 1.04193500, 1.06079700, 1.07954700, 1.09219800, 1.10709300, 1.11672900, 1.13117900, 1.14132200, 1.15101900, 1.16016100, 1.16995400, 1.17896800, 1.19005700, 1.20018600, 1.20954900, 1.21679600, 1.22118300, 1.22286000, 1.22062600, 1.20858300, 1.19605200, 1.18206300, 1.16088800, 1.14007600, 1.12428300, 1.12073700, 1.12095600, 1.12423700, 1.12761000, 1.13031500, 1.13283600, 1.13390100, 1.13374900, 1.13033500, 1.12559400, 1.11679100, 1.10951800, 1.10491300, 1.10152700, 1.09962800, 1.09327300, 1.08294800, 1.07092900, 1.04835600, 1.01664100, 0.98184000, 0.93379500, 0.87560500, 0.80874600, 0.72946100, 0.63553700, 0.52985200, 0.41242500, 0.28651900, 0.15256900, 0.01193900, -0.12127200, -0.25335800, -0.37899100, -0.49168300, -0.59116600, -0.67458100, -0.74590300, -0.80332000]
CP03ISSM-MFD37-01-OPTAAD000 | CP03ISSM-00001 | 1 | ACS159 | CC_tcal | 18.1
CP03ISSM-MFD37-01-OPTAAD000 | CP03ISSM-00001 | 1 | ACS159 | CC_tbins | [ 1.65219400, 2.42341700, 3.48162800, 4.51485700, 5.48039200, 6.45837800, 7.47206900, 8.49173900, 9.49476200, 10.50727300, 11.59388900, 12.49352900, 13.48869600, 14.49744200, 15.49170700, 16.52297300, 17.52875000, 18.49714300, 19.49200000, 20.45720000, 21.52280000, 22.47652200, 23.50695700, 24.49625000, 25.49809500, 26.55718700, 27.50027800, 28.48000000, 29.48593800, 30.47285700, 31.48200000, 32.51366700, 33.49407400, 34.50750000, 35.50461500, 36.48838700, 37.50145500]
CP03ISSM-MFD37-01-OPTAAD000 | CP03ISSM-00001 | 1 | ACS159 | CC_awlngth | [400.30000000, 404.40000000, 409.10000000, 413.40000000, 417.60000000, 422.80000000, 427.90000000, 432.50000000, 437.10000000, 441.90000000, 447.40000000, 452.90000000, 457.80000000, 462.70000000, 468.00000000, 473.30000000, 479.00000000, 484.50000000, 489.70000000, 494.20000000, 499.10000000, 504.50000000, 510.00000000, 515.60000000, 521.10000000, 526.30000000, 531.10000000, 536.10000000, 541.10000000, 546.60000000, 551.60000000, 557.00000000, 562.00000000, 567.10000000, 571.70000000, 576.30000000, 580.70000000, 585.10000000, 589.50000000, 593.90000000, 598.90000000, 603.30000000, 608.30000000, 613.00000000, 617.70000000, 622.00000000, 626.70000000, 631.00000000, 635.30000000, 639.70000000, 644.10000000, 648.80000000, 653.20000000, 657.80000000, 662.30000000, 666.70000000, 670.80000000, 675.40000000, 679.10000000, 682.80000000, 686.80000000, 690.30000000, 693.70000000, 697.00000000, 700.20000000, 703.60000000, 706.60000000, 709.70000000, 712.60000000, 715.50000000, 717.90000000, 720.80000000, 723.30000000, 725.40000000, 728.30000000, 730.00000000, 732.10000000, 733.70000000, 735.30000000, 737.70000000, 739.40000000, 741.10000000]
CP03ISSM-MFD37-01-OPTAAD000 | CP03ISSM-00001 | 1 | ACS159 | CC_acwo | [ -0.34853400, -0.15021200, -0.01326000, 0.06820600, 0.11656400, 0.14885200, 0.17154100, 0.19341600, 0.21093500, 0.22826700, 0.24521200, 0.26454600, 0.28236400, 0.30158600, 0.32118600, 0.34018200, 0.36044700, 0.38085600, 0.40087400, 0.41968800, 0.43827200, 0.45555500, 0.47235200, 0.49039400, 0.50948300, 0.52935500, 0.54926100, 0.56757600, 0.58571800, 0.60305300, 0.61967100, 0.63618200, 0.65202900, 0.66625700, 0.67758100, 0.68538000, 0.68884800, 0.69105500, 0.68663500, 0.68164200, 0.67457900, 0.66607900, 0.66561400, 0.67314100, 0.68369400, 0.69490200, 0.70566300, 0.71559900, 0.72434700, 0.73134000, 0.73591900, 0.73765000, 0.73662000, 0.73464000, 0.73390300, 0.73542600, 0.73768000, 0.73874400, 0.73640700, 0.72885000, 0.71493300, 0.69374200, 0.66387700, 0.62460000, 0.57504900, 0.51482100, 0.44242000, 0.35721700, 0.26021100, 0.15051500, 0.02955500, -0.09852900, -0.23259000, -0.36692300, -0.49796400, -0.62285300, -0.73761300, -0.84051700, -0.92900800, -1.00223000, -1.06310100, -1.11274200]
CP03ISSM-MFD37-01-OPTAAD000 | CP03ISSM-00001 | 1 | ACS159 | CC_taarray | SheetRef:ACS159_CC_taarray
CP03ISSM-MFD37-01-OPTAAD000 | CP03ISSM-00001 | 1 | ACS159 | CC_tcarray | SheetRef:ACS159_CC_tcarray
CP03ISSM-RID27-02-FLORTD000 | CP03ISSM-00001 | 1 | 1106 | CC_dark_counts_volume_scatter | 51
CP03ISSM-RID27-02-FLORTD000 | CP03ISSM-00001 | 1 | 1106 | CC_scale_factor_volume_scatter | 1.696e-06
CP03ISSM-RID27-02-FLORTD000 | CP03ISSM-00001 | 1 | 1106 | CC_dark_counts_chlorophyll_a | 56
CP03ISSM-RID27-02-FLORTD000 | CP03ISSM-00001 | 1 | 1106 | CC_scale_factor_chlorophyll_a | 0.0121
CP03ISSM-RID27-02-FLORTD000 | CP03ISSM-00001 | 1 | 1106 | CC_dark_counts_cdom | 49
CP03ISSM-RID27-02-FLORTD000 | CP03ISSM-00001 | 1 | 1106 | CC_scale_factor_cdom | 0.0904
CP03ISSM-RID27-02-FLORTD000 | CP03ISSM-00001 | 1 | 1106 | CC_scattering_angle | 124 | Constant
CP03ISSM-RID27-02-FLORTD000 | CP03ISSM-00001 | 1 | 1106 | CC_measurement_wavelength | 700 | Constant
CP03ISSM-RID27-02-FLORTD000 | CP03ISSM-00001 | 1 | 1106 | CC_angular_resolution | 1.076 | Constant
CP03ISSM-RID27-02-FLORTD000 | CP03ISSM-00001 | 1 | 1106 | CC_depolarization_ratio | 0.039 | Constant
CP03ISSM-RID27-03-CTDBPC000 | CP03ISSM-00001 | 1 | 16-50003 | CC_lat | 40.3623
CP03ISSM-RID27-03-CTDBPC000 | CP03ISSM-00001 | 1 | 16-50003 | CC_lon | -70.8786
CP03ISSM-RID27-03-CTDBPC000 | CP03ISSM-00001 | 1 | 16-50003 | CC_a0 | 0.0012757
CP03ISSM-RID27-03-CTDBPC000 | CP03ISSM-00001 | 1 | 16-50003 | CC_a1 | 0.00026874
CP03ISSM-RID27-03-CTDBPC000 | CP03ISSM-00001 | 1 | 16-50003 | CC_a2 | -4.9407e-07
CP03ISSM-RID27-03-CTDBPC000 | CP03ISSM-00001 | 1 | 16-50003 | CC_a3 | 1.5714e-07
CP03ISSM-RID27-03-CTDBPC000 | CP03ISSM-00001 | 1 | 16-50003 | CC_ptempa0 | -59.8607
CP03ISSM-RID27-03-CTDBPC000 | CP03ISSM-00001 | 1 | 16-50003 | CC_ptempa1 | 54.6894
CP03ISSM-RID27-03-CTDBPC000 | CP03ISSM-00001 | 1 | 16-50003 | CC_ptempa2 | -0.59773
CP03ISSM-RID27-03-CTDBPC000 | CP03ISSM-00001 | 1 | 16-50003 | CC_ptca0 | 524321.7
CP03ISSM-RID27-03-CTDBPC000 | CP03ISSM-00001 | 1 | 16-50003 | CC_ptca1 | 4.396
CP03ISSM-RID27-03-CTDBPC000 | CP03ISSM-00001 | 1 | 16-50003 | CC_ptca2 | -0.1898
CP03ISSM-RID27-03-CTDBPC000 | CP03ISSM-00001 | 1 | 16-50003 | CC_ptcb0 | 25.0275
CP03ISSM-RID27-03-CTDBPC000 | CP03ISSM-00001 | 1 | 16-50003 | CC_ptcb1 | -0.0009
CP03ISSM-RID27-03-CTDBPC000 | CP03ISSM-00001 | 1 | 16-50003 | CC_ptcb2 | 0
CP03ISSM-RID27-03-CTDBPC000 | CP03ISSM-00001 | 1 | 16-50003 | CC_pa0 | 0.0047931
CP03ISSM-RID27-03-CTDBPC000 | CP03ISSM-00001 | 1 | 16-50003 | CC_pa1 | 0.00048803
CP03ISSM-RID27-03-CTDBPC000 | CP03ISSM-00001 | 1 | 16-50003 | CC_pa2 | -5.7919e-12
CP03ISSM-RID27-03-CTDBPC000 | CP03ISSM-00001 | 1 | 16-50003 | CC_g | -0.97755
CP03ISSM-RID27-03-CTDBPC000 | CP03ISSM-00001 | 1 | 16-50003 | CC_h | 0.13666
CP03ISSM-RID27-03-CTDBPC000 | CP03ISSM-00001 | 1 | 16-50003 | CC_i | -0.00022275
CP03ISSM-RID27-03-CTDBPC000 | CP03ISSM-00001 | 1 | 16-50003 | CC_j | 3.4826e-05
CP03ISSM-RID27-03-CTDBPC000 | CP03ISSM-00001 | 1 | 16-50003 | CC_cpcor | -9.57e-08
CP03ISSM-RID27-03-CTDBPC000 | CP03ISSM-00001 | 1 | 16-50003 | CC_ctcor | 3.25e-06
CP03ISSM-MFD37-03-CTDBPD000 | CP03ISSM-00001 | 1 | 16P71174-7209 | CC_lat | 40.3623
CP03ISSM-MFD37-03-CTDBPD000 | CP03ISSM-00001 | 1 | 16P71174-7209 | CC_lon | -70.8786
CP03ISSM-MFD37-03-CTDBPD000 | CP03ISSM-00001 | 1 | 16P71174-7209 | CC_a0 | 0.0012462
CP03ISSM-MFD37-03-CTDBPD000 | CP03ISSM-00001 | 1 | 16P71174-7209 | CC_a1 | 0.00027678
CP03ISSM-MFD37-03-CTDBPD000 | CP03ISSM-00001 | 1 | 16P71174-7209 | CC_a2 | -1.2986e-06
CP03ISSM-MFD37-03-CTDBPD000 | CP03ISSM-00001 | 1 | 16P71174-7209 | CC_a3 | 1.8895e-07
CP03ISSM-MFD37-03-CTDBPD000 | CP03ISSM-00001 | 1 | 16P71174-7209 | CC_ptempa0 | -60.5807
CP03ISSM-MFD37-03-CTDBPD000 | CP03ISSM-00001 | 1 | 16P71174-7209 | CC_ptempa1 | 52.9326
CP03ISSM-MFD37-03-CTDBPD000 | CP03ISSM-00001 | 1 | 16P71174-7209 | CC_ptempa2 | -0.33026
CP03ISSM-MFD37-03-CTDBPD000 | CP03ISSM-00001 | 1 | 16P71174-7209 | CC_ptca0 | 524771.3
CP03ISSM-MFD37-03-CTDBPD000 | CP03ISSM-00001 | 1 | 16P71174-7209 | CC_ptca1 | 7.7022
CP03ISSM-MFD37-03-CTDBPD000 | CP03ISSM-00001 | 1 | 16P71174-7209 | CC_ptca2 | -0.19435
CP03ISSM-MFD37-03-CTDBPD000 | CP03ISSM-00001 | 1 | 16P71174-7209 | CC_ptcb0 | 25.106
CP03ISSM-MFD37-03-CTDBPD000 | CP03ISSM-00001 | 1 | 16P71174-7209 | CC_ptcb1 | -0.001
CP03ISSM-MFD37-03-CTDBPD000 | CP03ISSM-00001 | 1 | 16P71174-7209 | CC_ptcb2 | 0
CP03ISSM-MFD37-03-CTDBPD000 | CP03ISSM-00001 | 1 | 16P71174-7209 | CC_pa0 | 0.12014
CP03ISSM-MFD37-03-CTDBPD000 | CP03ISSM-00001 | 1 | 16P71174-7209 | CC_pa1 | 0.0015408
CP03ISSM-MFD37-03-CTDBPD000 | CP03ISSM-00001 | 1 | 16P71174-7209 | CC_pa2 | 5.3611e-12
CP03ISSM-MFD37-03-CTDBPD000 | CP03ISSM-00001 | 1 | 16P71174-7209 | CC_g | -0.95357
CP03ISSM-MFD37-03-CTDBPD000 | CP03ISSM-00001 | 1 | 16P71174-7209 | CC_h | 0.13362
CP03ISSM-MFD37-03-CTDBPD000 | CP03ISSM-00001 | 1 | 16P71174-7209 | CC_i | -0.00037835
CP03ISSM-MFD37-03-CTDBPD000 | CP03ISSM-00001 | 1 | 16P71174-7209 | CC_j | 4.5129e-05
CP03ISSM-MFD37-03-CTDBPD000 | CP03ISSM-00001 | 1 | 16P71174-7209 | CC_cpcor | -9.57e-08
CP03ISSM-MFD37-03-CTDBPD000 | CP03ISSM-00001 | 1 | 16P71174-7209 | CC_ctcor | 3.25e-06
CP03ISSM-RID27-04-DOSTAD000 | CP03ISSM-00001 | 1 | 389 | CC_lat | 40.3623
CP03ISSM-RID27-04-DOSTAD000 | CP03ISSM-00001 | 1 | 389 | CC_lon | -70.8786
CP03ISSM-RID27-04-DOSTAD000 | CP03ISSM-00001 | 1 | 389 | CC_csv | [2.828897E-03,1.197559E-04,2.367964E-06,2.309242E+02,-3.472481E-01,-5.532394E+01,4.567830E+00]
CP03ISSM-MFD37-04-DOSTAD000 | CP03ISSM-00001 | 1 | 390 | CC_lat | 40.3623
CP03ISSM-MFD37-04-DOSTAD000 | CP03ISSM-00001 | 1 | 390 | CC_lon | -70.8786
CP03ISSM-MFD37-04-DOSTAD000 | CP03ISSM-00001 | 1 | 390 | CC_csv | [2.800759E-03,1.182838E-04,2.365347E-06,2.301820E+02,-3.344654E-01,-5.691545E+01,4.558267E+00]
CP03ISSM-RID26-07-NUTNRB000 | CP03ISSM-00001 | 1 | 268 | CC_lower_wavelength_limit_for_spectra_fit | 217 | Constant
CP03ISSM-RID26-07-NUTNRB000 | CP03ISSM-00001 | 1 | 268 | CC_upper_wavelength_limit_for_spectra_fit | 240 | Constant
CP03ISSM-RID26-07-NUTNRB000 | CP03ISSM-00001 | 1 | 268 | CC_cal_temp | 20.06
CP03ISSM-RID26-07-NUTNRB000 | CP03ISSM-00001 | 1 | 268 | CC_wl | [188.92, 189.71, 190.51, 191.31, 192.1, 192.9, 193.7, 194.49, 195.29, 196.09, 196.89, 197.69, 198.49, 199.29, 200.09, 200.88, 201.68, 202.48, 203.29, 204.09, 204.89, 205.69, 206.49, 207.29, 208.09, 208.89, 209.7, 210.5, 211.3, 212.1, 212.91, 213.71, 214.52, 215.32, 216.12, 216.93, 217.73, 218.54, 219.34, 220.15, 220.95, 221.76, 222.56, 223.37, 224.18, 224.98, 225.79, 226.59, 227.4, 228.21, 229.02, 229.82, 230.63, 231.44, 232.25, 233.05, 233.86, 234.67, 235.48, 236.29, 237.1, 237.91, 238.72, 239.53, 240.34, 241.15, 241.96, 242.77, 243.58, 244.39, 245.2, 246.01, 246.82, 247.63, 248.44, 249.25, 250.06, 250.87, 251.69, 252.5, 253.31, 254.12, 254.93, 255.75, 256.56, 257.37, 258.18, 259.0, 259.81, 260.62, 261.44, 262.25, 263.06, 263.88, 264.69, 265.5, 266.32, 267.13, 267.95, 268.76, 269.57, 270.39, 271.2, 272.02, 272.83, 273.65, 274.46, 275.27, 276.09, 276.9, 277.72, 278.53, 279.35, 280.16, 280.98, 281.79, 282.61, 283.43, 284.24, 285.06, 285.87, 286.69, 287.5, 288.32, 289.13, 289.95, 290.77, 291.58, 292.4, 293.21, 294.03, 294.85, 295.66, 296.48, 297.29, 298.11, 298.93, 299.74, 300.56, 301.38, 302.19, 303.01, 303.82, 304.64, 305.46, 306.27, 307.09, 307.91, 308.72, 309.54, 310.35, 311.17, 311.99, 312.8, 313.62, 314.44, 315.25, 316.07, 316.88, 317.7, 318.52, 319.33, 320.15, 320.96, 321.78, 322.6, 323.41, 324.23, 325.04, 325.86, 326.68, 327.49, 328.31, 329.12, 329.94, 330.75, 331.57, 332.38, 333.2, 334.02, 334.83, 335.65, 336.46, 337.28, 338.09, 338.91, 339.72, 340.54, 341.35, 342.17, 342.98, 343.79, 344.61, 345.42, 346.24, 347.05, 347.87, 348.68, 349.49, 350.31, 351.12, 351.93, 352.75, 353.56, 354.37, 355.19, 356.0, 356.81, 357.63, 358.44, 359.25, 360.06, 360.88, 361.69, 362.5, 363.31, 364.12, 364.94, 365.75, 366.56, 367.37, 368.18, 368.99, 369.8, 370.61, 371.42, 372.24, 373.05, 373.86, 374.67, 375.48, 376.29, 377.09, 377.9, 378.71, 379.52, 380.33, 381.14, 381.95, 382.76, 383.56, 384.37, 385.18, 385.99, 386.8, 387.6, 388.41, 389.22, 390.02, 390.83, 391.64, 392.44, 393.25, 394.05, 394.86, 395.67]
CP03ISSM-RID26-07-NUTNRB000 | CP03ISSM-00001 | 1 | 268 | CC_eno3 | [0.00611237, 0.01311112, -0.00510945, 0.01355987, 0.00865523, 0.00199873, 0.01266283, -0.00281675, -0.00411997, -0.00123237, 0.00022019, 0.01723512, 0.0333242, 0.00847777, 0.0049473, 0.00531812, 0.00771017, 0.00454779, 0.0039675, 0.00265685, -0.00138916, -0.00043535, 0.00163072, 0.00340347, 0.00502501, 0.00637448, 0.0061163, 0.00697342, 0.00670474, 0.00632922, 0.0061936, 0.00589464, 0.00555913, 0.00522822, 0.00490874, 0.00457499, 0.00423017, 0.00390764, 0.00358324, 0.00327548, 0.00298322, 0.00270032, 0.00243087, 0.00217439, 0.00194024, 0.00170873, 0.00149764, 0.0013024, 0.00112161, 0.00096534, 0.00082668, 0.0007017, 0.00060415, 0.00050715, 0.00042243, 0.00033763, 0.000291, 0.00023119, 0.00019266, 0.00014548, 0.00012105, 0.00008636, 0.00006286, 0.0000473, 0.00003193, 0.00001738, 0.00001106, 0.00000432, 0.0000033, -0.00000256, -0.00000908, -0.00000499, -0.00001068, -0.00001291, -0.00001114, -0.00001105, -0.00002356, -0.00001779, -0.00001505, -0.00000564, -0.00000393, -0.00000319, 0.00000264, 0.00000054, 0.00001358, 0.00000615, 0.00001291, 0.00001246, 0.00001528, 0.00000872, 0.00001896, 0.00002592, 0.00002058, 0.00002059, 0.00003341, 0.00003884, 0.000039, 0.00004407, 0.00004687, 0.00005119, 0.00004129, 0.00005894, 0.00005122, 0.00005521, 0.00005741, 0.000056, 0.00006454, 0.00006301, 0.00007739, 0.00007733, 0.00007018, 0.00007535, 0.00007845, 0.00009246, 0.00008323, 0.00008213, 0.0000813, 0.0001001, 0.00010135, 0.00009176, 0.00009992, 0.0001186, 0.00012141, 0.00012491, 0.00013637, 0.00012447, 0.00013229, 0.00013739, 0.00012753, 0.00013154, 0.00013864, 0.00014158, 0.00013663, 0.00015316, 0.00014896, 0.00015449, 0.00015483, 0.00016284, 0.00017335, 0.00016489, 0.00017251, 0.0001698, 0.00016235, 0.00017426, 0.00017219, 0.00017494, 0.00017733, 0.00018553, 0.00018748, 0.00018958, 0.00019521, 0.00019364, 0.00019846, 0.00019996, 0.00020097, 0.00021586, 0.00021173, 0.00021742, 0.0002131, 0.00021834, 0.00023251, 0.00023138, 0.0002257, 0.00022684, 0.00021954, 0.00023123, 0.00023373, 0.00023285, 0.000243, 0.00023833, 0.00023115, 0.00024656, 0.00023658, 0.00025903, 0.00027073, 0.0002507, 0.00024862, 0.00026712, 0.00027203, 0.00027566, 0.00029642, 0.00027273, 0.00027983, 0.00028442, 0.0002774, 0.00028586, 0.00030115, 0.00029921, 0.00031627, 0.00031432, 0.000308, 0.00030563, 0.00033195, 0.00032079, 0.00028596, 0.00031828, 0.0003348, 0.00032149, 0.00033197, 0.00032754, 0.00032596, 0.00035159, 0.0003378, 0.00033468, 0.00036047, 0.00033892, 0.00035873, 0.00033861, 0.00036013, 0.00033985, 0.0003741, 0.00034894, 0.00035837, 0.00038097, 0.00037122, 0.0003664, 0.00035962, 0.00039695, 0.0003608, 0.00037273, 0.00037789, 0.00035563, 0.00037551, 0.00035379, 0.00038245, 0.00043336, 0.00040424, 0.00035182, 0.00040757, 0.00045916, 0.00044525, 0.00043785, 0.00044191, 0.00042846, 0.00045217, 0.00039189, 0.00046057, 0.00045972, 0.00034784, 0.00041188, 0.00047024, 0.0005458, 0.00050898, 0.00051966, 0.00046773, 0.00052531, 0.00046831, 0.00052762, 0.00052189, 0.00045514, 0.00046836, 0.00040989, 0.00047982, 0.00052058, 0.00049812, 0.00050092]
CP03ISSM-RID26-07-NUTNRB000 | CP03ISSM-00001 | 1 | 268 | CC_eswa | [0.0003342, -0.00656703, 0.00382512, 0.00014982, 0.00444116, 0.0070138, 0.00399542, 0.01289635, 0.01668475, 0.00390825, -0.00947334, 0.00291557, 0.01667628, 0.02041351, 0.03367708, 0.04269197, 0.05543324, 0.0559761, 0.05999644, 0.06595006, 0.0715046, 0.06933224, 0.06453055, 0.06228203, 0.05704833, 0.04946452, 0.04216309, 0.03543369, 0.02950223, 0.0242279, 0.01970909, 0.01595571, 0.01283972, 0.01022592, 0.00811447, 0.00641141, 0.00505736, 0.00396295, 0.00310757, 0.00243412, 0.00189264, 0.00147861, 0.00114527, 0.0008956, 0.00069602, 0.00053622, 0.0004267, 0.00033643, 0.00027278, 0.00021786, 0.00017818, 0.00015153, 0.00011623, 0.0000884, 0.00007071, 0.00006747, 0.00005992, 0.00005496, 0.00003518, 0.00004295, 0.0000343, 0.00002056, 0.00002055, 0.0000159, 0.00001255, 0.00001258, -0.00000332, -0.00000018, 0.00000378, -0.00000436, -0.00000448, -0.00001163, 0.00000014, -0.00000417, -0.00000602, 0.0000003, 0.00000825, -0.00000101, -0.00000798, -0.00000481, 0.00000058, -0.00000839, -0.00000086, 0.00000021, -0.0000061, 0.00000431, 0.00000415, 0.00000987, 0.0000066, 0.00000576, 0.00000387, -0.00000123, 0.0000162, -0.0000014, -0.00000085, 0.00001155, 0.00003301, 0.00002772, 0.00001837, 0.00002719, 0.00003831, 0.00001192, 0.00002096, 0.00003412, 0.00003258, 0.0000365, 0.00002679, 0.00003549, 0.00003519, 0.00002506, 0.00004111, 0.00005664, 0.00004751, 0.00002981, 0.00004594, 0.00005504, 0.00006964, 0.00003823, 0.00004919, 0.00007824, 0.00006043, 0.00005332, 0.00005471, 0.00007207, 0.00006374, 0.00005945, 0.00005927, 0.00007325, 0.00007633, 0.0000785, 0.00007503, 0.00009863, 0.00010749, 0.00010154, 0.00010407, 0.00011116, 0.00010175, 0.00010476, 0.00009715, 0.00010458, 0.00011727, 0.00011654, 0.00012498, 0.0001288, 0.00013761, 0.00013051, 0.00014474, 0.00013635, 0.00015641, 0.00014654, 0.00015105, 0.00016585, 0.00016183, 0.00016171, 0.00016573, 0.00017033, 0.00016664, 0.00016259, 0.00017739, 0.00017841, 0.00018419, 0.00018404, 0.00019504, 0.00020558, 0.0002184, 0.0001974, 0.00020138, 0.00020645, 0.00020312, 0.00022684, 0.00022468, 0.00021736, 0.00025112, 0.00025534, 0.00024144, 0.00025201, 0.00026873, 0.00024092, 0.00024068, 0.0002508, 0.00024629, 0.00027949, 0.00027361, 0.00025354, 0.00029755, 0.00028031, 0.00026569, 0.00027692, 0.00030165, 0.00027806, 0.00028953, 0.00027885, 0.00033083, 0.00031506, 0.0003328, 0.00029527, 0.00031844, 0.00035634, 0.00030182, 0.00031072, 0.00033817, 0.00034007, 0.00033458, 0.00035296, 0.00032701, 0.00034554, 0.0003249, 0.0003696, 0.00036016, 0.00039198, 0.00035001, 0.00039154, 0.00039899, 0.00040244, 0.00035242, 0.00039111, 0.00039414, 0.00037445, 0.00040438, 0.0004074, 0.00044299, 0.00044864, 0.00043149, 0.00042473, 0.00041509, 0.00040458, 0.00040643, 0.00042922, 0.00042069, 0.00043123, 0.00043356, 0.00046184, 0.0004499, 0.00047978, 0.00041253, 0.00048635, 0.00051178, 0.00047277, 0.00051546, 0.00047407, 0.00047651, 0.00039617, 0.00045959, 0.00042067, 0.00049094, 0.00050937, 0.00051638, 0.00046787, 0.00050254, 0.00049757, 0.0004924, 0.0005866, 0.00055161, 0.00056714, 0.00055322, 0.00055702]
CP03ISSM-RID26-07-NUTNRB000 | CP03ISSM-00001 | 1 | 268 | CC_di | [19.0, 15.0, 22.0, 26.0, 36.0, 28.0, 32.0, 41.0, 51.0, 29.0, 12.0, 32.0, 80.0, 140.0, 383.0, 916.0, 1858.0, 3226.0, 4862.0, 6568.0, 8147.0, 9472.0, 10551.0, 11434.0, 12185.0, 12872.0, 13584.0, 14373.0, 15264.0, 16311.0, 17556.0, 18994.0, 20664.0, 22508.0, 24564.0, 26711.0, 28904.0, 31011.0, 32894.0, 34424.0, 35447.0, 35912.0, 35748.0, 35106.0, 34009.0, 32654.0, 31256.0, 29890.0, 28700.0, 27715.0, 26873.0, 26493.0, 26259.0, 26244.0, 26461.0, 26896.0, 27528.0, 28320.0, 29269.0, 30361.0, 31593.0, 32893.0, 34294.0, 35714.0, 37064.0, 38294.0, 39316.0, 40056.0, 40429.0, 40352.0, 39858.0, 38900.0, 37614.0, 35994.0, 34184.0, 32306.0, 30427.0, 28579.0, 26878.0, 25336.0, 23942.0, 22713.0, 21653.0, 20738.0, 19974.0, 19327.0, 18816.0, 18444.0, 18152.0, 17977.0, 17919.0, 17953.0, 18092.0, 18299.0, 18615.0, 19006.0, 19473.0, 19954.0, 20455.0, 20990.0, 21476.0, 21867.0, 22204.0, 22406.0, 22469.0, 22383.0, 22138.0, 21761.0, 21263.0, 20627.0, 19952.0, 19240.0, 18463.0, 17735.0, 17016.0, 16345.0, 15756.0, 15187.0, 14712.0, 14292.0, 13940.0, 13649.0, 13428.0, 13266.0, 13154.0, 13100.0, 13094.0, 13151.0, 13247.0, 13385.0, 13560.0, 13789.0, 14034.0, 14313.0, 14608.0, 14936.0, 15269.0, 15640.0, 16001.0, 16391.0, 16776.0, 17143.0, 17516.0, 17856.0, 18161.0, 18445.0, 18676.0, 18851.0, 18997.0, 19046.0, 19056.0, 19001.0, 18869.0, 18668.0, 18429.0, 18126.0, 17765.0, 17372.0, 16953.0, 16505.0, 16061.0, 15581.0, 15125.0, 14675.0, 14209.0, 13739.0, 13282.0, 12828.0, 12384.0, 11954.0, 11518.0, 11102.0, 10734.0, 10388.0, 10073.0, 9778.0, 9538.0, 9309.0, 9108.0, 8947.0, 8802.0, 8670.0, 8546.0, 8429.0, 8329.0, 8224.0, 8112.0, 8013.0, 7929.0, 7810.0, 7709.0, 7612.0, 7557.0, 7477.0, 7432.0, 7356.0, 7312.0, 7287.0, 7222.0, 7181.0, 7164.0, 7153.0, 7132.0, 7106.0, 7085.0, 7069.0, 7039.0, 7023.0, 6996.0, 6958.0, 6909.0, 6857.0, 6805.0, 6726.0, 6634.0, 6544.0, 6443.0, 6343.0, 6244.0, 6144.0, 6040.0, 5909.0, 5759.0, 5582.0, 5426.0, 5263.0, 5126.0, 4995.0, 4864.0, 4760.0, 4652.0, 4546.0, 4444.0, 4367.0, 4280.0, 4220.0, 4134.0, 4017.0, 3905.0, 3808.0, 3724.0, 3636.0, 3573.0, 3503.0, 3459.0, 3421.0, 3371.0, 3308.0, 3269.0, 3235.0, 3200.0, 3154.0, 3026.0, 2820.0, 2530.0, 2530.0]
CP03ISSM-RID26-08-SPKIRB000 | CP03ISSM-00001 | 1 | 240 | CC_immersion_factor | [1.368,1.410,1.365,1.354,1.372,1.322,1.347]
CP03ISSM-RID26-08-SPKIRB000 | CP03ISSM-00001 | 1 | 240 | CC_offset | [2147342344.1,2147551191.2,2147894868.6,2147815048.9,2147413031.2,2147395373.6,2147501782.1]
CP03ISSM-RID26-08-SPKIRB000 | CP03ISSM-00001 | 1 | 240 | CC_scale | [2.15380384953e-007,1.91392245892e-007,2.18797154717e-007,2.05567950749e-007,2.02242727609e-007,2.08025027225e-007,2.0602243695e-007]
CP03ISSM-MFD35-01-ADCPTF000 | CP03ISSM-00001 | 1 | 19221 | CC_depth | 94000
CP03ISSM-MFD35-01-ADCPTF000 | CP03ISSM-00001 | 1 | 19221 | CC_lat | 40.3623
CP03ISSM-MFD35-01-ADCPTF000 | CP03ISSM-00001 | 1 | 19221 | CC_lon | -70.8786
CP03ISSM-MFD35-01-ADCPTF000 | CP03ISSM-00001 | 1 | 19221 | CC_scale_factor1 | 0.45
CP03ISSM-MFD35-01-ADCPTF000 | CP03ISSM-00001 | 1 | 19221 | CC_scale_factor2 | 0.45
CP03ISSM-MFD35-01-ADCPTF000 | CP03ISSM-00001 | 1 | 19221 | CC_scale_factor3 | 0.45
CP03ISSM-MFD35-01-ADCPTF000 | CP03ISSM-00001 | 1 | 19221 | CC_scale_factor4 | 0.45
CP03ISSM-MFD35-02-PRESFB000 | CP03ISSM-00001 | 1 | 26P76848-1387 | CC_c1 | 2094.369
CP03ISSM-MFD35-02-PRESFB000 | CP03ISSM-00001 | 1 | 26P76848-1387 | CC_c2 | 15.7491
CP03ISSM-MFD35-02-PRESFB000 | CP03ISSM-00001 | 1 | 26P76848-1387 | CC_c3 | -3649.47
CP03ISSM-MFD35-02-PRESFB000 | CP03ISSM-00001 | 1 | 26P76848-1387 | CC_d1 | 0.021986
CP03ISSM-MFD35-02-PRESFB000 | CP03ISSM-00001 | 1 | 26P76848-1387 | CC_d2 | 0
CP03ISSM-MFD35-02-PRESFB000 | CP03ISSM-00001 | 1 | 26P76848-1387 | CC_offset_correction_factor | 0 | Constant
CP03ISSM-MFD35-02-PRESFB000 | CP03ISSM-00001 | 1 | 26P76848-1387 | CC_pressure_offset_calibration_coefficient | -0.2014
CP03ISSM-MFD35-02-PRESFB000 | CP03ISSM-00001 | 1 | 26P76848-1387 | CC_slope_correction_factor | 1 | Constant
CP03ISSM-MFD35-02-PRESFB000 | CP03ISSM-00001 | 1 | 26P76848-1387 | CC_t1 | 27.6772
CP03ISSM-MFD35-02-PRESFB000 | CP03ISSM-00001 | 1 | 26P76848-1387 | CC_t2 | 0.39071
CP03ISSM-MFD35-02-PRESFB000 | CP03ISSM-00001 | 1 | 26P76848-1387 | CC_t3 | 18.0589
CP03ISSM-MFD35-02-PRESFB000 | CP03ISSM-00001 | 1 | 26P76848-1387 | CC_t4 | 26.1536
CP03ISSM-MFD35-02-PRESFB000 | CP03ISSM-00001 | 1 | 26P76848-1387 | CC_u0 | 5.8282
CP03ISSM-MFD35-02-PRESFB000 | CP03ISSM-00001 | 1 | 26P76848-1387 | CC_y1 | -3920.251
CP03ISSM-MFD35-02-PRESFB000 | CP03ISSM-00001 | 1 | 26P76848-1387 | CC_y2 | -10474.77
CP03ISSM-MFD35-02-PRESFB000 | CP03ISSM-00001 | 1 | 26P76848-1387 | CC_y3 | 0
CP03ISSM-MFD35-02-PRESFB000 | CP03ISSM-00001 | 1 | 26P76848-1387 | CC_b | 2796.2
CP03ISSM-MFD35-02-PRESFB000 | CP03ISSM-00001 | 1 | 26P76848-1387 | CC_m | 41943
CP03ISSM-MFD35-05-PCO2WB000 | CP03ISSM-00001 | 1 | C0071 | CC_cala | -0.02
CP03ISSM-MFD35-05-PCO2WB000 | CP03ISSM-00001 | 1 | C0071 | CC_calb | 0.8942
CP03ISSM-MFD35-05-PCO2WB000 | CP03ISSM-00001 | 1 | C0071 | CC_calc | -1.8018
CP03ISSM-MFD35-05-PCO2WB000 | CP03ISSM-00001 | 1 | C0071 | CC_calt | 15.25
CP03ISSM-MFD35-05-PCO2WB000 | CP03ISSM-00001 | 1 | C0071 | CC_ea434 | 19706
CP03ISSM-MFD35-05-PCO2WB000 | CP03ISSM-00001 | 1 | C0071 | CC_ea620 | 34
CP03ISSM-MFD35-05-PCO2WB000 | CP03ISSM-00001 | 1 | C0071 | CC_eb434 | 3073
CP03ISSM-MFD35-05-PCO2WB000 | CP03ISSM-00001 | 1 | C0071 | CC_eb620 | 44327
CP01CNSM-MFD37-07-ZPLSCC000 | CP03ISSM-00001 | 1 | 55074 |  |  | No Calibration Cofficient
CP03ISSM-SBC11-00-CPMENG000 | CP03ISSM-00001 | 1 | CP03ISSM-00001-CPM1 |  |  | This is a bogus serial number; CPM Engineering data has no L1 or L2 calculations requiring a calibration coefficient.
CP03ISSM-RIC21-00-CPMENG000 | CP03ISSM-00001 | 1 | CP03ISSM-00001-CPM2 |  |  | This is a bogus serial number; CPM Engineering data has no L1 or L2 calculations requiring a calibration coefficient.
CP03ISSM-MFC31-00-CPMENG000 | CP03ISSM-00001 | 1 | CP03ISSM-00001-CPM3 |  |  | This is a bogus serial number; CPM Engineering data has no L1 or L2 calculations requiring a calibration coefficient.
CP03ISSM-SBD11-00-DCLENG000 | CP03ISSM-00001 | 1 | CP03ISSM-00001-DCL11 |  |  | This is a bogus serial number; DCL Engineering data has no L1 or L2 calculations requiring a calibration coefficient.
CP03ISSM-SBD12-00-DCLENG000 | CP03ISSM-00001 | 1 | CP03ISSM-00001-DCL12 |  |  | This is a bogus serial number; DCL Engineering data has no L1 or L2 calculations requiring a calibration coefficient.
CP03ISSM-RID26-00-DCLENG000 | CP03ISSM-00001 | 1 | CP03ISSM-00001-DCL26 |  |  | This is a bogus serial number; DCL Engineering data has no L1 or L2 calculations requiring a calibration coefficient.
CP03ISSM-RID27-00-DCLENG000 | CP03ISSM-00001 | 1 | CP03ISSM-00001-DCL27 |  |  | This is a bogus serial number; DCL Engineering data has no L1 or L2 calculations requiring a calibration coefficient.
CP03ISSM-MFD35-00-DCLENG000 | CP03ISSM-00001 | 1 | CP03ISSM-00001-DCL35 |  |  | This is a bogus serial number; DCL Engineering data has no L1 or L2 calculations requiring a calibration coefficient.
CP03ISSM-MFD37-00-DCLENG000 | CP03ISSM-00001 | 1 | CP03ISSM-00001-DCL37 |  |  | This is a bogus serial number; DCL Engineering data has no L1 or L2 calculations requiring a calibration coefficient.

## ACS187_CC_taarray
-0.12295 | -0.12024 | -0.11512 | -0.11004 | -0.10462 | -0.098753 | -0.093783 | -0.088263 | -0.084511 | -0.078669 | -0.074191 | -0.068594 | -0.063216 | -0.057481 | -0.052201 | -0.046573 | -0.04164 | -0.035723 | -0.030611 | -0.027622 | -0.022851 | -0.019026 | -0.014373 | -0.00838 | -0.003159 | 0 | 0.003536 | 0.007014 | 0.01231 | 0.017693 | 0.022692 | 0.028524 | 0.033206 | 0.037968 | 0.042427 | 0.047769 | 0.049542 | 0.052188
-0.10948 | -0.10697 | -0.10227 | -0.09738 | -0.092613 | -0.08743 | -0.082373 | -0.078186 | -0.073948 | -0.069043 | -0.065202 | -0.059875 | -0.054949 | -0.050003 | -0.045436 | -0.040293 | -0.036171 | -0.031117 | -0.026806 | -0.024106 | -0.020314 | -0.016653 | -0.012335 | -0.006807 | -0.003195 | 0 | 0.003104 | 0.006109 | 0.010946 | 0.015412 | 0.020058 | 0.024744 | 0.02884 | 0.032983 | 0.037233 | 0.041549 | 0.043315 | 0.044818
-0.096313 | -0.093539 | -0.088726 | -0.084168 | -0.079542 | -0.074978 | -0.07087 | -0.066677 | -0.063581 | -0.059299 | -0.055594 | -0.051154 | -0.04713 | -0.042739 | -0.038741 | -0.034417 | -0.031387 | -0.027409 | -0.023397 | -0.020577 | -0.017546 | -0.013983 | -0.010646 | -0.006496 | -0.002814 | 0 | 0.001783 | 0.004661 | 0.008573 | 0.012341 | 0.015984 | 0.020215 | 0.022986 | 0.026893 | 0.030328 | 0.033805 | 0.035124 | 0.036823
-0.082315 | -0.079647 | -0.075038 | -0.070878 | -0.066739 | -0.062518 | -0.058973 | -0.055552 | -0.052332 | -0.048721 | -0.045645 | -0.04152 | -0.038156 | -0.034591 | -0.031377 | -0.027634 | -0.024905 | -0.021342 | -0.018015 | -0.016586 | -0.013563 | -0.010843 | -0.007881 | -0.004719 | -0.001626 | 0 | 0.002728 | 0.004762 | 0.007706 | 0.011127 | 0.013638 | 0.017318 | 0.020028 | 0.022538 | 0.025807 | 0.028616 | 0.029437 | 0.030873
-0.069955 | -0.067333 | -0.063471 | -0.059869 | -0.055975 | -0.052501 | -0.049171 | -0.046048 | -0.043483 | -0.040279 | -0.037807 | -0.034361 | -0.031425 | -0.028227 | -0.025884 | -0.022666 | -0.020564 | -0.017173 | -0.014881 | -0.013739 | -0.011202 | -0.009228 | -0.006717 | -0.00376 | -0.001714 | 0 | 0.001951 | 0.003868 | 0.006157 | 0.008978 | 0.011377 | 0.014132 | 0.01626 | 0.018558 | 0.020717 | 0.023187 | 0.023872 | 0.025044
-0.059865 | -0.057733 | -0.054351 | -0.05108 | -0.047752 | -0.044719 | -0.041811 | -0.038956 | -0.036756 | -0.034102 | -0.031829 | -0.028856 | -0.026327 | -0.023745 | -0.021505 | -0.019024 | -0.017292 | -0.014656 | -0.012451 | -0.011211 | -0.009291 | -0.007533 | -0.005498 | -0.003238 | -0.000892 | 0 | 0.001739 | 0.003178 | 0.005198 | 0.00741 | 0.009374 | 0.011581 | 0.013064 | 0.015209 | 0.017161 | 0.019066 | 0.019646 | 0.020485
-0.051501 | -0.049559 | -0.046557 | -0.043787 | -0.040924 | -0.038214 | -0.035463 | -0.033233 | -0.03146 | -0.028811 | -0.02688 | -0.024393 | -0.022135 | -0.019982 | -0.01827 | -0.015612 | -0.014213 | -0.011975 | -0.010211 | -0.009354 | -0.007719 | -0.006162 | -0.004441 | -0.002529 | -0.000721 | 0 | 0.001523 | 0.002763 | 0.004527 | 0.006268 | 0.007915 | 0.00982 | 0.011118 | 0.01271 | 0.014299 | 0.01601 | 0.016508 | 0.01721
-0.044444 | -0.042841 | -0.040397 | -0.037955 | -0.035421 | -0.033035 | -0.030873 | -0.028775 | -0.027182 | -0.024824 | -0.023123 | -0.020795 | -0.018965 | -0.017112 | -0.015727 | -0.013703 | -0.012269 | -0.010402 | -0.008773 | -0.008182 | -0.006625 | -0.005584 | -0.004235 | -0.002215 | -0.000873 | 0 | 0.001014 | 0.001877 | 0.003373 | 0.005085 | 0.006509 | 0.007938 | 0.009043 | 0.010582 | 0.011867 | 0.013311 | 0.013627 | 0.014402
-0.038405 | -0.036905 | -0.034701 | -0.032588 | -0.030448 | -0.028288 | -0.026373 | -0.024593 | -0.023005 | -0.021188 | -0.01971 | -0.017762 | -0.016067 | -0.01436 | -0.013061 | -0.011445 | -0.010459 | -0.008758 | -0.007347 | -0.006725 | -0.005661 | -0.004482 | -0.003025 | -0.001653 | -0.000356 | 0 | 0.001136 | 0.002125 | 0.003399 | 0.00451 | 0.005721 | 0.006967 | 0.007945 | 0.009176 | 0.010376 | 0.011749 | 0.012049 | 0.012527
-0.034392 | -0.033153 | -0.031138 | -0.029183 | -0.02724 | -0.025371 | -0.023572 | -0.021971 | -0.02075 | -0.018887 | -0.017571 | -0.015886 | -0.01434 | -0.012934 | -0.01191 | -0.010267 | -0.009277 | -0.00787 | -0.006619 | -0.006003 | -0.005097 | -0.00427 | -0.002945 | -0.001683 | -0.00051 | 0 | 0.000791 | 0.001524 | 0.002509 | 0.003571 | 0.00448 | 0.00572 | 0.006498 | 0.007396 | 0.00871 | 0.009607 | 0.009919 | 0.010567
-0.030145 | -0.029047 | -0.027334 | -0.025691 | -0.024056 | -0.022335 | -0.020788 | -0.019429 | -0.018236 | -0.016807 | -0.015655 | -0.014055 | -0.012678 | -0.011397 | -0.010436 | -0.009195 | -0.008287 | -0.007112 | -0.005809 | -0.00548 | -0.004619 | -0.003665 | -0.002824 | -0.001615 | -0.000601 | 0 | 0.00054 | 0.001104 | 0.001948 | 0.002815 | 0.003557 | 0.004532 | 0.005293 | 0.006207 | 0.007104 | 0.008089 | 0.008401 | 0.008868
-0.025998 | -0.025068 | -0.023676 | -0.022304 | -0.020864 | -0.019415 | -0.018083 | -0.016801 | -0.015844 | -0.014566 | -0.013628 | -0.012203 | -0.010986 | -0.009759 | -0.009002 | -0.007932 | -0.007116 | -0.006023 | -0.00503 | -0.004639 | -0.003939 | -0.003237 | -0.002304 | -0.001206 | -0.000452 | 0 | 0.000444 | 0.001013 | 0.001683 | 0.002444 | 0.003121 | 0.003902 | 0.004534 | 0.005307 | 0.006135 | 0.007004 | 0.007239 | 0.007706
-0.022898 | -0.022092 | -0.020887 | -0.019692 | -0.018438 | -0.017208 | -0.016054 | -0.014886 | -0.013999 | -0.012784 | -0.011935 | -0.010685 | -0.009571 | -0.008803 | -0.008002 | -0.006921 | -0.006384 | -0.005294 | -0.004564 | -0.004177 | -0.00347 | -0.002798 | -0.00194 | -0.001059 | -0.000524 | 0 | 0.000454 | 0.000973 | 0.001446 | 0.002054 | 0.00264 | 0.003382 | 0.003981 | 0.004499 | 0.005286 | 0.006054 | 0.006292 | 0.006679
-0.020032 | -0.019382 | -0.018394 | -0.017456 | -0.016354 | -0.015262 | -0.014246 | -0.013189 | -0.01256 | -0.011396 | -0.010599 | -0.009476 | -0.008617 | -0.007728 | -0.006986 | -0.006121 | -0.005462 | -0.004616 | -0.003814 | -0.003661 | -0.002876 | -0.002454 | -0.001713 | -0.000964 | -0.000345 | 0 | 0.000371 | 0.000693 | 0.00117 | 0.001784 | 0.002159 | 0.002804 | 0.003206 | 0.003849 | 0.004388 | 0.005106 | 0.005384 | 0.00569
-0.017579 | -0.016995 | -0.016141 | -0.015325 | -0.014392 | -0.01339 | -0.012555 | -0.011645 | -0.010949 | -0.010075 | -0.009312 | -0.008248 | -0.007619 | -0.006793 | -0.006132 | -0.005385 | -0.004944 | -0.004153 | -0.003463 | -0.003235 | -0.002615 | -0.00221 | -0.001577 | -0.000933 | -0.000355 | 0 | 0.000299 | 0.000643 | 0.000952 | 0.001369 | 0.00182 | 0.002207 | 0.002702 | 0.003213 | 0.003853 | 0.004579 | 0.004604 | 0.00505
-0.015638 | -0.01517 | -0.014453 | -0.013774 | -0.012984 | -0.012091 | -0.011239 | -0.010522 | -0.009847 | -0.008965 | -0.008365 | -0.007432 | -0.006762 | -0.006011 | -0.00555 | -0.004777 | -0.00437 | -0.003708 | -0.003067 | -0.002845 | -0.002324 | -0.001918 | -0.0014 | -0.000706 | -0.000352 | 0 | 0.000306 | 0.000554 | 0.000854 | 0.00115 | 0.001501 | 0.002007 | 0.002256 | 0.00272 | 0.003309 | 0.003962 | 0.004101 | 0.004444
-0.013892 | -0.01351 | -0.012916 | -0.012233 | -0.011571 | -0.010751 | -0.010024 | -0.009255 | -0.008743 | -0.007933 | -0.007394 | -0.006667 | -0.006058 | -0.005285 | -0.004927 | -0.004259 | -0.003867 | -0.003248 | -0.002637 | -0.002522 | -0.002089 | -0.001598 | -0.001186 | -0.000596 | -0.000157 | 0 | 0.000326 | 0.00049 | 0.000763 | 0.001062 | 0.001326 | 0.001743 | 0.002029 | 0.002597 | 0.002989 | 0.003566 | 0.003644 | 0.004009
-0.011994 | -0.011689 | -0.011227 | -0.010706 | -0.01013 | -0.009448 | -0.008832 | -0.008194 | -0.007605 | -0.007038 | -0.006503 | -0.005733 | -0.005292 | -0.004687 | -0.004388 | -0.003691 | -0.003423 | -0.002885 | -0.002313 | -0.002121 | -0.001935 | -0.00149 | -0.00104 | -0.000513 | -6.8e-05 | 0 | 0.000221 | 0.000397 | 0.000553 | 0.000873 | 0.001086 | 0.00144 | 0.001685 | 0.00204 | 0.002527 | 0.003012 | 0.003106 | 0.003459
-0.010363 | -0.010128 | -0.009745 | -0.009394 | -0.008902 | -0.008277 | -0.007739 | -0.007172 | -0.006754 | -0.006149 | -0.005734 | -0.005056 | -0.004774 | -0.004142 | -0.003826 | -0.00334 | -0.003081 | -0.002476 | -0.002098 | -0.002041 | -0.001632 | -0.001457 | -0.000901 | -0.000514 | -0.000183 | 0 | 0.000152 | 0.000323 | 0.000452 | 0.000662 | 0.000888 | 0.001208 | 0.001446 | 0.001749 | 0.002134 | 0.002619 | 0.002715 | 0.003041
-0.009157 | -0.008899 | -0.008583 | -0.008262 | -0.007873 | -0.007332 | -0.006851 | -0.006344 | -0.005983 | -0.005423 | -0.005122 | -0.004544 | -0.004206 | -0.00364 | -0.003391 | -0.00298 | -0.002717 | -0.002349 | -0.001929 | -0.00191 | -0.001471 | -0.001175 | -0.00082 | -0.000381 | -0.00023 | 0 | 0.000118 | 0.000212 | 0.000384 | 0.000474 | 0.000675 | 0.00094 | 0.001169 | 0.001478 | 0.001822 | 0.002199 | 0.002381 | 0.002647
-0.008169 | -0.008035 | -0.00783 | -0.007512 | -0.007098 | -0.00659 | -0.006248 | -0.005726 | -0.005405 | -0.004869 | -0.004554 | -0.004062 | -0.003757 | -0.003228 | -0.003006 | -0.002686 | -0.002443 | -0.001971 | -0.001594 | -0.001587 | -0.001332 | -0.001 | -0.00072 | -0.000279 | -0.000108 | 0 | 0.00017 | 0.000294 | 0.000339 | 0.000504 | 0.000629 | 0.000905 | 0.001114 | 0.001317 | 0.00167 | 0.002087 | 0.002175 | 0.002443
-0.006654 | -0.006513 | -0.006414 | -0.006246 | -0.005947 | -0.005552 | -0.005241 | -0.004864 | -0.004634 | -0.00416 | -0.003891 | -0.003462 | -0.003174 | -0.002802 | -0.002573 | -0.00226 | -0.002078 | -0.001655 | -0.001389 | -0.001344 | -0.001127 | -0.000868 | -0.000583 | -0.000176 | -1.3e-05 | 0 | 0.000155 | 0.000239 | 0.000281 | 0.000298 | 0.000458 | 0.000687 | 0.000871 | 0.001179 | 0.001432 | 0.001784 | 0.00186 | 0.00214
-0.005811 | -0.00574 | -0.005641 | -0.005543 | -0.005331 | -0.004914 | -0.00469 | -0.004279 | -0.004031 | -0.003659 | -0.003379 | -0.003025 | -0.002777 | -0.002461 | -0.00228 | -0.00205 | -0.00179 | -0.00152 | -0.001225 | -0.001191 | -0.000859 | -0.000764 | -0.000497 | -0.000215 | -2.9e-05 | 0 | 0.000165 | 0.000187 | 0.000232 | 0.000348 | 0.00036 | 0.000583 | 0.000706 | 0.000998 | 0.001251 | 0.001579 | 0.001673 | 0.001919
-0.004995 | -0.004978 | -0.004982 | -0.004896 | -0.004721 | -0.004388 | -0.004163 | -0.003852 | -0.003636 | -0.003274 | -0.003052 | -0.002641 | -0.00252 | -0.002202 | -0.002 | -0.001787 | -0.00165 | -0.00139 | -0.001112 | -0.001064 | -0.000845 | -0.000734 | -0.000423 | -0.000135 | -8e-06 | 0 | 0.00016 | 0.000153 | 0.000148 | 0.000211 | 0.00024 | 0.000448 | 0.000581 | 0.000797 | 0.001072 | 0.001379 | 0.001452 | 0.001715
-0.004158 | -0.004156 | -0.004181 | -0.00414 | -0.004085 | -0.00378 | -0.003564 | -0.003315 | -0.003173 | -0.002831 | -0.002637 | -0.002384 | -0.002229 | -0.001953 | -0.001818 | -0.001605 | -0.001548 | -0.001221 | -0.000992 | -0.001055 | -0.000766 | -0.00068 | -0.000463 | -0.000201 | -7.7e-05 | 0 | 5.3e-05 | 7.9e-05 | 7e-06 | 5.8e-05 | 0.000137 | 0.000268 | 0.000337 | 0.000629 | 0.000817 | 0.001121 | 0.001187 | 0.001382
-0.003419 | -0.003464 | -0.00358 | -0.003602 | -0.003546 | -0.003309 | -0.00313 | -0.002877 | -0.002716 | -0.002422 | -0.00227 | -0.002019 | -0.001886 | -0.001746 | -0.001582 | -0.001436 | -0.001315 | -0.001072 | -0.000783 | -0.000823 | -0.000716 | -0.00056 | -0.000368 | -0.000194 | -6.9e-05 | 0 | 5.6e-05 | 7.4e-05 | 5.2e-05 | 1.7e-05 | 8.5e-05 | 0.00021 | 0.000336 | 0.000493 | 0.00073 | 0.000986 | 0.001012 | 0.001293
-0.002657 | -0.002729 | -0.002845 | -0.002932 | -0.002909 | -0.002726 | -0.002599 | -0.002392 | -0.002322 | -0.002063 | -0.001914 | -0.001729 | -0.00162 | -0.001446 | -0.001331 | -0.001217 | -0.001107 | -0.000898 | -0.000658 | -0.000671 | -0.000523 | -0.000446 | -0.00025 | -8.1e-05 | 3e-06 | 0 | 0.0001 | 5.5e-05 | -3.2e-05 | -4.7e-05 | 3e-05 | 0.000127 | 0.000225 | 0.000397 | 0.000603 | 0.000812 | 0.000909 | 0.001127
-0.002502 | -0.002535 | -0.002677 | -0.002766 | -0.002744 | -0.002562 | -0.00242 | -0.002226 | -0.002096 | -0.001901 | -0.00181 | -0.001611 | -0.001535 | -0.001352 | -0.00128 | -0.001107 | -0.001063 | -0.000846 | -0.000692 | -0.00067 | -0.000508 | -0.000432 | -0.000283 | -0.000113 | -3.5e-05 | 0 | 5e-05 | 2.4e-05 | -2.5e-05 | -4.5e-05 | -6.9e-05 | 9e-05 | 0.000129 | 0.000333 | 0.0005 | 0.000714 | 0.000802 | 0.001007
-0.001965 | -0.00206 | -0.002285 | -0.002375 | -0.00238 | -0.002261 | -0.002155 | -0.001974 | -0.001892 | -0.001663 | -0.001606 | -0.001428 | -0.001386 | -0.001177 | -0.001129 | -0.000999 | -0.000939 | -0.000744 | -0.000562 | -0.000628 | -0.000476 | -0.000388 | -0.0003 | -0.000141 | -2.6e-05 | 0 | 2.6e-05 | -5e-06 | -3.7e-05 | -0.00011 | -4.5e-05 | 3.3e-05 | 9.8e-05 | 0.000317 | 0.000459 | 0.000665 | 0.000729 | 0.000908
-0.001604 | -0.001701 | -0.001878 | -0.002022 | -0.002038 | -0.001951 | -0.001841 | -0.001734 | -0.001633 | -0.00146 | -0.001397 | -0.001269 | -0.001214 | -0.00106 | -0.001025 | -0.000916 | -0.000897 | -0.000679 | -0.000546 | -0.000562 | -0.000469 | -0.000357 | -0.000235 | -7.1e-05 | -1.8e-05 | 0 | 1.4e-05 | 6e-06 | -7.9e-05 | -0.000125 | -0.000106 | -2.4e-05 | 1e-05 | 0.000215 | 0.000376 | 0.000555 | 0.000667 | 0.000833
-0.001269 | -0.001364 | -0.00161 | -0.001773 | -0.001838 | -0.001755 | -0.00164 | -0.001504 | -0.001465 | -0.001276 | -0.001218 | -0.001099 | -0.001076 | -0.001012 | -0.000963 | -0.000854 | -0.000822 | -0.000671 | -0.000512 | -0.000445 | -0.000371 | -0.000321 | -0.000217 | -4.2e-05 | -2.1e-05 | 0 | 4.8e-05 | 2.2e-05 | -7.9e-05 | -0.000129 | -0.000129 | -4e-05 | 2e-05 | 0.000197 | 0.000329 | 0.000515 | 0.000607 | 0.00077
-0.000654 | -0.000829 | -0.001121 | -0.001332 | -0.001419 | -0.001414 | -0.001333 | -0.001225 | -0.001237 | -0.001084 | -0.001043 | -0.000923 | -0.000955 | -0.000858 | -0.000797 | -0.00073 | -0.000768 | -0.000597 | -0.000455 | -0.000455 | -0.000369 | -0.000284 | -0.00015 | -2e-05 | -1.3e-05 | 0 | 6e-05 | -2.2e-05 | -4.7e-05 | -0.00013 | -0.000125 | -6.3e-05 | -4.3e-05 | 0.000177 | 0.000332 | 0.000491 | 0.000583 | 0.000744
-0.00067 | -0.000795 | -0.001059 | -0.001278 | -0.001365 | -0.001314 | -0.001265 | -0.001181 | -0.001151 | -0.00102 | -0.001007 | -0.000912 | -0.000889 | -0.000839 | -0.000825 | -0.000719 | -0.000715 | -0.000566 | -0.000453 | -0.000468 | -0.000306 | -0.000285 | -0.00018 | -5.1e-05 | -3e-06 | 0 | 5e-05 | -9e-06 | -0.000123 | -0.000149 | -0.000145 | -8.6e-05 | -2.9e-05 | 0.000167 | 0.000275 | 0.000459 | 0.000544 | 0.000679
-0.000154 | -0.000309 | -0.000639 | -0.000904 | -0.001014 | -0.001038 | -0.000984 | -0.000924 | -0.000915 | -0.00081 | -0.000816 | -0.00076 | -0.000761 | -0.000706 | -0.000698 | -0.000677 | -0.000625 | -0.000513 | -0.000411 | -0.000373 | -0.00029 | -0.000229 | -0.000145 | -4.7e-05 | 1.2e-05 | 0 | 5.1e-05 | 6e-06 | -7.1e-05 | -0.000126 | -0.00014 | -9.3e-05 | -8e-06 | 0.000152 | 0.000251 | 0.000419 | 0.000505 | 0.000665
-0.000345 | -0.000493 | -0.000761 | -0.001006 | -0.001118 | -0.001105 | -0.001091 | -0.001036 | -0.001032 | -0.00093 | -0.000888 | -0.000827 | -0.000857 | -0.000768 | -0.000785 | -0.000699 | -0.000743 | -0.000576 | -0.000466 | -0.000473 | -0.000339 | -0.000297 | -0.0002 | -7.8e-05 | -2.7e-05 | 0 | 4.7e-05 | -2.1e-05 | -9.8e-05 | -0.000154 | -0.000163 | -0.000109 | -3.3e-05 | 0.000144 | 0.000238 | 0.00043 | 0.000498 | 0.000651
-0.000454 | -0.000575 | -0.000822 | -0.001059 | -0.001148 | -0.001108 | -0.001112 | -0.001015 | -0.001012 | -0.000906 | -0.000897 | -0.000873 | -0.000852 | -0.000818 | -0.000792 | -0.000735 | -0.000704 | -0.00061 | -0.000515 | -0.000482 | -0.000377 | -0.000284 | -0.000198 | -6.7e-05 | -2.3e-05 | 0 | 6.4e-05 | -7e-06 | -9.6e-05 | -0.000106 | -0.000118 | -6.4e-05 | 1.6e-05 | 0.000139 | 0.000286 | 0.000443 | 0.000515 | 0.00067
-0.000162 | -0.000325 | -0.000639 | -0.000893 | -0.001038 | -0.001054 | -0.001068 | -0.001016 | -0.001013 | -0.00091 | -0.0009 | -0.00087 | -0.000881 | -0.000846 | -0.00081 | -0.000757 | -0.000762 | -0.000608 | -0.00047 | -0.000519 | -0.000375 | -0.000306 | -0.000236 | -0.000119 | -4.1e-05 | 0 | 3.3e-05 | 1.6e-05 | -7.8e-05 | -8.9e-05 | -0.00011 | -2.8e-05 | 1.8e-05 | 0.000175 | 0.000284 | 0.000428 | 0.000513 | 0.000678
-0.000171 | -0.000329 | -0.000605 | -0.00087 | -0.001014 | -0.000992 | -0.001019 | -0.001016 | -0.000981 | -0.000941 | -0.000921 | -0.000875 | -0.00091 | -0.00087 | -0.000882 | -0.000806 | -0.000783 | -0.000718 | -0.000542 | -0.00054 | -0.000457 | -0.000353 | -0.000242 | -0.000108 | -5.2e-05 | 0 | 2.6e-05 | -2.6e-05 | -0.00012 | -0.000143 | -0.00016 | -6.4e-05 | -2.4e-05 | 0.000119 | 0.000235 | 0.0004 | 0.000492 | 0.000645
0.000176 | 1.7e-05 | -0.000318 | -0.000612 | -0.000781 | -0.000801 | -0.000831 | -0.000799 | -0.000841 | -0.000798 | -0.000787 | -0.000757 | -0.00082 | -0.000799 | -0.000834 | -0.000762 | -0.000751 | -0.000644 | -0.000519 | -0.00054 | -0.000407 | -0.000327 | -0.000222 | -8.9e-05 | -3.1e-05 | 0 | 3e-05 | 1.9e-05 | -6.9e-05 | -0.000122 | -0.000125 | -6.1e-05 | -2.6e-05 | 0.000103 | 0.000228 | 0.000369 | 0.000457 | 0.000612
0.000215 | 5.5e-05 | -0.000275 | -0.000536 | -0.000702 | -0.000755 | -0.000776 | -0.000762 | -0.000783 | -0.000726 | -0.000742 | -0.000745 | -0.000814 | -0.000783 | -0.000793 | -0.000731 | -0.000758 | -0.000658 | -0.000519 | -0.000538 | -0.000446 | -0.000341 | -0.000271 | -0.000108 | -5.5e-05 | 0 | 4.1e-05 | -2.4e-05 | -0.000116 | -0.000161 | -0.000197 | -0.000139 | -0.000121 | 5.2e-05 | 0.000125 | 0.000281 | 0.000349 | 0.000519
0.000385 | 0.000256 | -4.4e-05 | -0.000348 | -0.000504 | -0.000558 | -0.000597 | -0.000619 | -0.000664 | -0.000637 | -0.000653 | -0.000689 | -0.000736 | -0.000755 | -0.000775 | -0.000742 | -0.000767 | -0.000628 | -0.000547 | -0.000511 | -0.000415 | -0.00032 | -0.00023 | -0.000116 | -7e-06 | 0 | 4.6e-05 | -1.6e-05 | -0.00014 | -0.000213 | -0.000218 | -0.000173 | -0.000117 | -1.1e-05 | 9.7e-05 | 0.000212 | 0.000292 | 0.000445
0.000313 | 0.000153 | -0.000173 | -0.000433 | -0.000584 | -0.000611 | -0.000634 | -0.000622 | -0.000646 | -0.000613 | -0.000616 | -0.00063 | -0.000682 | -0.000684 | -0.000742 | -0.000704 | -0.000749 | -0.000615 | -0.000516 | -0.000518 | -0.000378 | -0.000277 | -0.000217 | -0.000102 | -3.9e-05 | 0 | 2.6e-05 | -2.1e-05 | -0.000138 | -0.000212 | -0.000217 | -0.000217 | -0.000204 | -6.3e-05 | 2.7e-05 | 0.000111 | 0.000208 | 0.000359
0.000808 | 0.000632 | 0.000303 | 2.4e-05 | -0.000127 | -0.000207 | -0.00027 | -0.000288 | -0.00037 | -0.000343 | -0.000402 | -0.000396 | -0.000498 | -0.000516 | -0.000561 | -0.00054 | -0.000603 | -0.000502 | -0.000404 | -0.000425 | -0.000319 | -0.000242 | -0.000185 | -6.8e-05 | -8e-06 | 0 | 3.6e-05 | -4.6e-05 | -0.000154 | -0.000222 | -0.000254 | -0.000245 | -0.00027 | -0.00013 | -6.4e-05 | 6.4e-05 | 0.000136 | 0.000261
0.001696 | 0.0016 | 0.001339 | 0.001135 | 0.001018 | 0.001022 | 0.000978 | 0.001021 | 0.001025 | 0.001086 | 0.001064 | 0.001109 | 0.001052 | 0.001008 | 0.000946 | 0.000876 | 0.000809 | 0.000807 | 0.000783 | 0.000682 | 0.000654 | 0.000577 | 0.000468 | 0.000373 | 0.000161 | 0 | -0.000154 | -0.000346 | -0.000724 | -0.001059 | -0.001316 | -0.001536 | -0.001708 | -0.001731 | -0.001758 | -0.001701 | -0.001689 | -0.001573
0.001481 | 0.00138 | 0.001156 | 0.000971 | 0.00087 | 0.000878 | 0.000879 | 0.000913 | 0.00092 | 0.000987 | 0.000982 | 0.00101 | 0.000962 | 0.000951 | 0.000878 | 0.000836 | 0.00076 | 0.000794 | 0.0008 | 0.000676 | 0.000645 | 0.00056 | 0.000484 | 0.000405 | 0.000222 | 0 | -0.000109 | -0.000309 | -0.000655 | -0.00098 | -0.001234 | -0.001445 | -0.001587 | -0.001607 | -0.001623 | -0.001591 | -0.001555 | -0.00146
0.001547 | 0.001449 | 0.00119 | 0.000972 | 0.000847 | 0.000842 | 0.000823 | 0.000868 | 0.00085 | 0.000893 | 0.000896 | 0.000915 | 0.000839 | 0.000837 | 0.000782 | 0.000751 | 0.000673 | 0.000683 | 0.000705 | 0.000573 | 0.000568 | 0.000499 | 0.000404 | 0.000342 | 0.000161 | 0 | -0.000118 | -0.000331 | -0.000671 | -0.000971 | -0.001238 | -0.001362 | -0.001523 | -0.001555 | -0.001567 | -0.001505 | -0.001502 | -0.001405
0.001534 | 0.001424 | 0.00117 | 0.000967 | 0.000838 | 0.000837 | 0.00083 | 0.000854 | 0.000873 | 0.000924 | 0.000917 | 0.000929 | 0.000877 | 0.000863 | 0.000807 | 0.000746 | 0.0007 | 0.000706 | 0.000722 | 0.000615 | 0.000573 | 0.000524 | 0.00041 | 0.000361 | 0.000184 | 0 | -0.00011 | -0.000279 | -0.000606 | -0.000908 | -0.001157 | -0.001287 | -0.001449 | -0.001457 | -0.001447 | -0.001392 | -0.001404 | -0.001279
0.001515 | 0.00138 | 0.001121 | 0.000895 | 0.000754 | 0.000732 | 0.000709 | 0.000728 | 0.00072 | 0.000773 | 0.000771 | 0.000776 | 0.000736 | 0.000743 | 0.000699 | 0.000642 | 0.000598 | 0.000606 | 0.000603 | 0.000515 | 0.000508 | 0.000406 | 0.000358 | 0.000302 | 0.000157 | 0 | -0.000121 | -0.00032 | -0.000601 | -0.00088 | -0.001113 | -0.001229 | -0.001386 | -0.001395 | -0.001401 | -0.001345 | -0.001312 | -0.001204
0.00168 | 0.001582 | 0.001313 | 0.001066 | 0.000909 | 0.000896 | 0.000839 | 0.000874 | 0.000832 | 0.000882 | 0.000863 | 0.000848 | 0.000796 | 0.000751 | 0.000677 | 0.000649 | 0.000576 | 0.000584 | 0.000615 | 0.000493 | 0.000494 | 0.000416 | 0.000365 | 0.000287 | 0.000128 | 0 | -0.000129 | -0.00029 | -0.000577 | -0.000824 | -0.001041 | -0.001182 | -0.001283 | -0.001309 | -0.001295 | -0.001261 | -0.00123 | -0.001132
0.001605 | 0.001484 | 0.001232 | 0.001011 | 0.000882 | 0.000859 | 0.000837 | 0.000841 | 0.000827 | 0.000861 | 0.000828 | 0.000821 | 0.000755 | 0.000698 | 0.000665 | 0.0006 | 0.000532 | 0.000533 | 0.000574 | 0.000457 | 0.000458 | 0.000386 | 0.000298 | 0.000274 | 0.000118 | 0 | -0.00012 | -0.000257 | -0.000524 | -0.000768 | -0.000975 | -0.001108 | -0.001202 | -0.00119 | -0.001188 | -0.001156 | -0.001121 | -0.001005
0.001602 | 0.001487 | 0.001208 | 0.000966 | 0.000825 | 0.00081 | 0.00076 | 0.000795 | 0.000746 | 0.000786 | 0.000739 | 0.000755 | 0.00067 | 0.000644 | 0.000608 | 0.000564 | 0.000509 | 0.000557 | 0.00054 | 0.000453 | 0.000419 | 0.00035 | 0.000302 | 0.00029 | 0.000138 | 0 | -0.000116 | -0.000277 | -0.000532 | -0.00077 | -0.000947 | -0.001077 | -0.001167 | -0.001164 | -0.001167 | -0.001135 | -0.001095 | -0.00099
0.001665 | 0.001575 | 0.001315 | 0.001077 | 0.0009 | 0.000852 | 0.000788 | 0.000795 | 0.00076 | 0.000801 | 0.00077 | 0.000747 | 0.000668 | 0.000639 | 0.00057 | 0.000543 | 0.000471 | 0.00051 | 0.000519 | 0.000434 | 0.000413 | 0.000351 | 0.000276 | 0.000252 | 0.000128 | 0 | -9.7e-05 | -0.000222 | -0.000474 | -0.00066 | -0.000852 | -0.000972 | -0.001034 | -0.001046 | -0.001038 | -0.000977 | -0.000975 | -0.000871
0.001668 | 0.001561 | 0.001309 | 0.001114 | 0.000968 | 0.000911 | 0.00087 | 0.000873 | 0.000819 | 0.000854 | 0.000798 | 0.000759 | 0.000686 | 0.000636 | 0.000573 | 0.000531 | 0.000471 | 0.000491 | 0.000514 | 0.000415 | 0.000395 | 0.000329 | 0.000266 | 0.00026 | 0.000134 | 0 | -5.6e-05 | -0.000223 | -0.000434 | -0.000638 | -0.000782 | -0.000898 | -0.000963 | -0.000945 | -0.000962 | -0.000888 | -0.000883 | -0.000784
0.001663 | 0.001578 | 0.001338 | 0.001124 | 0.000971 | 0.000927 | 0.000891 | 0.000907 | 0.000873 | 0.000892 | 0.000854 | 0.000817 | 0.000748 | 0.000709 | 0.00063 | 0.000562 | 0.00051 | 0.000527 | 0.000483 | 0.000415 | 0.000387 | 0.000313 | 0.000279 | 0.000264 | 0.000163 | 0 | -5.6e-05 | -0.000204 | -0.000415 | -0.000599 | -0.00075 | -0.000848 | -0.000938 | -0.000894 | -0.000898 | -0.000838 | -0.000809 | -0.000721
0.001672 | 0.001578 | 0.001335 | 0.001105 | 0.000949 | 0.000918 | 0.000869 | 0.000864 | 0.000822 | 0.000873 | 0.000842 | 0.000806 | 0.000727 | 0.000694 | 0.000619 | 0.000567 | 0.000494 | 0.000523 | 0.000536 | 0.000454 | 0.000463 | 0.000366 | 0.0003 | 0.000244 | 9.9e-05 | 0 | -0.000111 | -0.000189 | -0.000416 | -0.000575 | -0.000718 | -0.000822 | -0.000884 | -0.000857 | -0.00085 | -0.000777 | -0.000765 | -0.000676
0.001685 | 0.001607 | 0.001372 | 0.001135 | 0.000985 | 0.000946 | 0.000892 | 0.000882 | 0.000835 | 0.000883 | 0.000823 | 0.000778 | 0.000739 | 0.000692 | 0.000619 | 0.000572 | 0.000514 | 0.000554 | 0.000548 | 0.00047 | 0.000464 | 0.000381 | 0.000291 | 0.000278 | 0.000136 | 0 | -6.8e-05 | -0.000212 | -0.000417 | -0.00057 | -0.000723 | -0.000796 | -0.000857 | -0.000827 | -0.000845 | -0.000751 | -0.000763 | -0.000659
0.001782 | 0.001695 | 0.001446 | 0.001209 | 0.001057 | 0.001012 | 0.000966 | 0.000969 | 0.000926 | 0.00094 | 0.000877 | 0.000847 | 0.00076 | 0.000684 | 0.000595 | 0.000544 | 0.00045 | 0.000454 | 0.000459 | 0.000359 | 0.000335 | 0.000288 | 0.000257 | 0.000218 | 0.000117 | 0 | -4.6e-05 | -0.000153 | -0.000366 | -0.000515 | -0.000644 | -0.000707 | -0.000755 | -0.000734 | -0.000717 | -0.000666 | -0.000633 | -0.000543
0.001758 | 0.001654 | 0.001396 | 0.001167 | 0.00099 | 0.000935 | 0.000855 | 0.000826 | 0.000758 | 0.000789 | 0.000718 | 0.000666 | 0.000583 | 0.000543 | 0.00047 | 0.000399 | 0.000354 | 0.000376 | 0.000408 | 0.000296 | 0.00033 | 0.000281 | 0.000206 | 0.000201 | 0.000106 | 0 | -5.2e-05 | -0.00015 | -0.000327 | -0.000472 | -0.000584 | -0.000648 | -0.000714 | -0.00068 | -0.000642 | -0.000605 | -0.000578 | -0.000491
0.001622 | 0.001534 | 0.001264 | 0.001013 | 0.000846 | 0.000774 | 0.000702 | 0.000664 | 0.00063 | 0.000648 | 0.000592 | 0.00057 | 0.000515 | 0.000453 | 0.000416 | 0.000354 | 0.000305 | 0.000299 | 0.000331 | 0.000253 | 0.00027 | 0.000222 | 0.000187 | 0.0002 | 0.000114 | 0 | -6.9e-05 | -0.00016 | -0.000341 | -0.000469 | -0.000563 | -0.000615 | -0.00068 | -0.00065 | -0.000607 | -0.000533 | -0.000546 | -0.000443
0.001457 | 0.001361 | 0.001086 | 0.000861 | 0.000731 | 0.00068 | 0.000633 | 0.000608 | 0.000584 | 0.000625 | 0.00056 | 0.000567 | 0.000474 | 0.000445 | 0.000392 | 0.000336 | 0.000296 | 0.000313 | 0.000365 | 0.000253 | 0.000268 | 0.000208 | 0.000187 | 0.000181 | 9.6e-05 | 0 | -5.4e-05 | -0.000149 | -0.000292 | -0.000414 | -0.000519 | -0.000578 | -0.000614 | -0.000574 | -0.000566 | -0.000489 | -0.000481 | -0.000374
0.001333 | 0.001258 | 0.00103 | 0.000831 | 0.000706 | 0.000656 | 0.000604 | 0.000566 | 0.000536 | 0.000572 | 0.00052 | 0.000518 | 0.000434 | 0.000417 | 0.000336 | 0.000303 | 0.000261 | 0.000289 | 0.000285 | 0.000188 | 0.000238 | 0.000207 | 0.000165 | 0.000163 | 8.5e-05 | 0 | -8.3e-05 | -0.000136 | -0.000273 | -0.000405 | -0.000492 | -0.000522 | -0.000553 | -0.0005 | -0.000502 | -0.000411 | -0.000425 | -0.000309
0.001354 | 0.001317 | 0.00111 | 0.000891 | 0.000771 | 0.000714 | 0.00066 | 0.000655 | 0.000601 | 0.000601 | 0.00055 | 0.000546 | 0.000472 | 0.000435 | 0.000347 | 0.000328 | 0.000259 | 0.000271 | 0.000285 | 0.000219 | 0.000233 | 0.000196 | 0.000156 | 0.000158 | 9.1e-05 | 0 | -6e-05 | -0.000121 | -0.00028 | -0.000408 | -0.00048 | -0.00049 | -0.000573 | -0.000471 | -0.000493 | -0.00042 | -0.000398 | -0.000313
0.00142 | 0.001345 | 0.001095 | 0.000856 | 0.000715 | 0.000646 | 0.000578 | 0.000546 | 0.000526 | 0.000554 | 0.000496 | 0.000493 | 0.0004 | 0.000375 | 0.000289 | 0.000303 | 0.000209 | 0.000247 | 0.000284 | 0.000178 | 0.000223 | 0.000178 | 0.000155 | 0.000158 | 8.1e-05 | 0 | -4e-05 | -0.0001 | -0.00023 | -0.000332 | -0.000395 | -0.000446 | -0.000456 | -0.000416 | -0.000382 | -0.000327 | -0.000311 | -0.000215
0.001262 | 0.001206 | 0.000995 | 0.000776 | 0.000652 | 0.000576 | 0.000513 | 0.000466 | 0.000421 | 0.000455 | 0.000394 | 0.000376 | 0.000295 | 0.000267 | 0.000198 | 0.000188 | 0.000141 | 0.000165 | 0.000205 | 0.000123 | 0.000165 | 0.000118 | 0.000124 | 0.000164 | 8.7e-05 | 0 | -1.6e-05 | -8.2e-05 | -0.000191 | -0.000293 | -0.00035 | -0.000373 | -0.000405 | -0.000317 | -0.000311 | -0.000246 | -0.000203 | -0.000144
0.001148 | 0.001122 | 0.000941 | 0.000723 | 0.000607 | 0.000569 | 0.000516 | 0.000525 | 0.000474 | 0.000505 | 0.000429 | 0.00043 | 0.000363 | 0.00032 | 0.000238 | 0.000234 | 0.000145 | 0.000195 | 0.000216 | 0.000156 | 0.000187 | 0.000136 | 0.000155 | 0.00015 | 8.4e-05 | 0 | -6.1e-05 | -9.8e-05 | -0.000222 | -0.000299 | -0.000358 | -0.000384 | -0.000383 | -0.000346 | -0.00028 | -0.000209 | -0.00021 | -0.000132
0.001191 | 0.001128 | 0.000912 | 0.000716 | 0.000576 | 0.00054 | 0.000482 | 0.00045 | 0.000392 | 0.000445 | 0.000387 | 0.000358 | 0.000312 | 0.000268 | 0.000181 | 0.000153 | 0.000106 | 0.000106 | 0.000165 | 0.000102 | 0.000126 | 8.4e-05 | 9.1e-05 | 0.000154 | 8.2e-05 | 0 | -7e-06 | -6.8e-05 | -0.00016 | -0.000227 | -0.000308 | -0.00032 | -0.000335 | -0.000233 | -0.000226 | -0.00015 | -0.000153 | -4.1e-05
0.001244 | 0.001196 | 0.000997 | 0.000774 | 0.000646 | 0.000586 | 0.000533 | 0.000479 | 0.000416 | 0.000429 | 0.000347 | 0.000336 | 0.000269 | 0.000239 | 0.000146 | 0.000172 | 0.000105 | 0.000106 | 0.000149 | 5.7e-05 | 9.5e-05 | 9.6e-05 | 0.000123 | 0.000177 | 8.9e-05 | 0 | -9e-06 | -5.5e-05 | -0.000171 | -0.000249 | -0.000319 | -0.0003 | -0.000316 | -0.000251 | -0.000177 | -0.000125 | -0.000145 | -5e-05
0.001086 | 0.001053 | 0.00086 | 0.000641 | 0.000538 | 0.000478 | 0.000391 | 0.0004 | 0.000346 | 0.00036 | 0.000296 | 0.000318 | 0.000224 | 0.000184 | 9.5e-05 | 9.7e-05 | 4e-06 | 6.8e-05 | 0.000132 | 3.6e-05 | 5.7e-05 | 2.1e-05 | 5.9e-05 | 0.000118 | 3.6e-05 | 0 | -2e-05 | -6.4e-05 | -0.000181 | -0.000239 | -0.000267 | -0.000289 | -0.000318 | -0.000217 | -0.000176 | -0.000152 | -0.000144 | -5.2e-05
0.001045 | 0.000987 | 0.000782 | 0.000599 | 0.000479 | 0.000422 | 0.000358 | 0.000319 | 0.000279 | 0.00028 | 0.000217 | 0.000233 | 0.000164 | 0.000137 | 4.9e-05 | 6.5e-05 | 6e-06 | 8.3e-05 | 6.1e-05 | 6e-06 | 1.1e-05 | 3.2e-05 | 6e-05 | 0.000118 | 5.7e-05 | 0 | -3.8e-05 | -8e-05 | -0.000188 | -0.000268 | -0.000288 | -0.000283 | -0.000324 | -0.000263 | -0.000181 | -0.000131 | -0.000133 | -6.5e-05
0.000902 | 0.000913 | 0.000772 | 0.000598 | 0.000497 | 0.000438 | 0.000396 | 0.00038 | 0.000306 | 0.000326 | 0.000276 | 0.000262 | 0.000149 | 0.000138 | 7.1e-05 | 5.6e-05 | -4.7e-05 | 3.8e-05 | 6.2e-05 | -1.8e-05 | 7e-06 | -1.5e-05 | 4.3e-05 | 0.00012 | -6e-06 | 0 | -6.1e-05 | -0.000121 | -0.000248 | -0.000319 | -0.000382 | -0.000375 | -0.000417 | -0.000361 | -0.00033 | -0.000257 | -0.00026 | -0.000194
0.001146 | 0.001137 | 0.000964 | 0.000785 | 0.000679 | 0.000654 | 0.000563 | 0.000538 | 0.000498 | 0.000497 | 0.000415 | 0.000417 | 0.000294 | 0.000261 | 0.000179 | 0.000214 | 7.4e-05 | 0.00014 | 0.000146 | 6.1e-05 | 7.9e-05 | 6.9e-05 | 0.000108 | 0.000134 | 6.8e-05 | 0 | -2.3e-05 | -9.6e-05 | -0.000216 | -0.00031 | -0.000391 | -0.000416 | -0.000443 | -0.000382 | -0.000377 | -0.000322 | -0.000327 | -0.000228
0.001474 | 0.001444 | 0.00126 | 0.001097 | 0.000983 | 0.0009 | 0.000804 | 0.000782 | 0.000683 | 0.000659 | 0.000584 | 0.000568 | 0.000438 | 0.0004 | 0.000268 | 0.000305 | 0.000178 | 0.000209 | 0.000261 | 9.5e-05 | 0.000121 | 0.000108 | 0.000147 | 0.000156 | 0.000125 | 0 | -2.7e-05 | -0.000105 | -0.000246 | -0.000362 | -0.00045 | -0.00047 | -0.000556 | -0.000504 | -0.000496 | -0.000428 | -0.000467 | -0.000366
0.001794 | 0.001774 | 0.001587 | 0.001364 | 0.001218 | 0.001152 | 0.001056 | 0.00102 | 0.000904 | 0.000914 | 0.000825 | 0.000764 | 0.000583 | 0.000545 | 0.000414 | 0.000425 | 0.000258 | 0.000371 | 0.000346 | 0.000155 | 0.000167 | 0.000153 | 0.000188 | 0.000202 | 7.9e-05 | 0 | -6.9e-05 | -0.000138 | -0.000283 | -0.000484 | -0.000552 | -0.000614 | -0.000701 | -0.000645 | -0.000645 | -0.000598 | -0.000666 | -0.000578
0.00193 | 0.00191 | 0.00171 | 0.001485 | 0.001324 | 0.001273 | 0.001147 | 0.001097 | 0.001016 | 0.00103 | 0.000899 | 0.000874 | 0.00072 | 0.000709 | 0.000496 | 0.000467 | 0.000374 | 0.000439 | 0.000405 | 0.00023 | 0.000196 | 0.000141 | 0.000186 | 0.000186 | 0.000113 | 0 | -4.2e-05 | -0.000167 | -0.000331 | -0.000469 | -0.000606 | -0.0007 | -0.000794 | -0.000768 | -0.000758 | -0.000703 | -0.000777 | -0.000709
0.002032 | 0.002017 | 0.001816 | 0.001596 | 0.001453 | 0.001383 | 0.001256 | 0.001214 | 0.001088 | 0.001064 | 0.000967 | 0.000968 | 0.000779 | 0.000767 | 0.000609 | 0.000588 | 0.000402 | 0.0005 | 0.00042 | 0.000308 | 0.000246 | 0.00021 | 0.000192 | 0.000243 | 0.000124 | 0 | -5.7e-05 | -0.000201 | -0.000372 | -0.000526 | -0.000702 | -0.00076 | -0.000874 | -0.000849 | -0.000876 | -0.000844 | -0.000912 | -0.000843
0.001762 | 0.001776 | 0.001601 | 0.001428 | 0.001288 | 0.001274 | 0.001156 | 0.001145 | 0.001117 | 0.001096 | 0.000989 | 0.000986 | 0.000809 | 0.000828 | 0.00064 | 0.000633 | 0.000488 | 0.000476 | 0.000473 | 0.000305 | 0.00024 | 0.000191 | 0.000193 | 0.000255 | 9.1e-05 | 0 | -6.4e-05 | -0.000193 | -0.00036 | -0.000541 | -0.000693 | -0.000822 | -0.00094 | -0.000891 | -0.00093 | -0.000907 | -0.000956 | -0.000882
0.001754 | 0.001773 | 0.001636 | 0.001463 | 0.001342 | 0.001342 | 0.001241 | 0.00121 | 0.001127 | 0.00119 | 0.001044 | 0.001124 | 0.000952 | 0.000903 | 0.000756 | 0.000738 | 0.000577 | 0.000563 | 0.000598 | 0.000397 | 0.000357 | 0.000296 | 0.000285 | 0.000322 | 0.000142 | 0 | -4.8e-05 | -0.00016 | -0.000392 | -0.00054 | -0.000699 | -0.000791 | -0.000932 | -0.000931 | -0.00096 | -0.00092 | -0.001044 | -0.000966
0.00163 | 0.001665 | 0.001545 | 0.001401 | 0.001287 | 0.001291 | 0.0012 | 0.001191 | 0.001106 | 0.001143 | 0.001038 | 0.001039 | 0.000899 | 0.000869 | 0.000763 | 0.000743 | 0.000507 | 0.00059 | 0.000611 | 0.000378 | 0.000384 | 0.000253 | 0.000284 | 0.000298 | 0.000161 | 0 | -3.1e-05 | -0.000179 | -0.000347 | -0.000547 | -0.000719 | -0.000843 | -0.001003 | -0.000945 | -0.000948 | -0.000951 | -0.001075 | -0.001015
0.001499 | 0.001565 | 0.001447 | 0.001316 | 0.001228 | 0.001261 | 0.001153 | 0.00115 | 0.001123 | 0.001131 | 0.001044 | 0.001052 | 0.000912 | 0.000885 | 0.000765 | 0.0007 | 0.000519 | 0.000589 | 0.000541 | 0.000406 | 0.000307 | 0.000303 | 0.000335 | 0.000312 | 0.000126 | 0 | -8.2e-05 | -0.000211 | -0.000365 | -0.000598 | -0.000693 | -0.000855 | -0.00099 | -0.000973 | -0.001008 | -0.00097 | -0.001059 | -0.001023

## ACS187_CC_tcarray
0.006502 | 0.009303 | 0.011838 | 0.014379 | 0.015934 | 0.014916 | 0.01707 | 0.016442 | 0.015983 | 0.018665 | 0.0135 | 0.011823 | 0.012397 | 0.011421 | 0.014281 | 0.011588 | 0.009658 | 0.007768 | 0.007248 | 0.006677 | 0.004571 | 0.005576 | 0.004078 | 0.002971 | 0.000112 | 0 | -0.000965 | -0.004816 | -0.008725 | -0.010738 | -0.012767 | -0.014983 | -0.016004 | -0.018769 | -0.021664 | -0.023986 | -0.025933 | -0.029306
0.00754 | 0.010504 | 0.012441 | 0.013878 | 0.015025 | 0.015194 | 0.017034 | 0.016727 | 0.017277 | 0.018396 | 0.01546 | 0.012576 | 0.01311 | 0.011045 | 0.013743 | 0.012157 | 0.008145 | 0.009238 | 0.008598 | 0.00796 | 0.005119 | 0.004195 | 0.002639 | 0.00358 | 0.000824 | 0 | -0.002429 | -0.005514 | -0.00825 | -0.01011 | -0.011715 | -0.014638 | -0.016437 | -0.018442 | -0.022219 | -0.023841 | -0.025551 | -0.028257
0.008371 | 0.011732 | 0.013776 | 0.015111 | 0.016152 | 0.015968 | 0.017583 | 0.017421 | 0.017984 | 0.019306 | 0.01683 | 0.014661 | 0.01604 | 0.014721 | 0.014125 | 0.013515 | 0.010484 | 0.010335 | 0.009017 | 0.008955 | 0.006312 | 0.006362 | 0.005071 | 0.002954 | 0.000713 | 0 | -0.000514 | -0.004664 | -0.006087 | -0.007113 | -0.009056 | -0.01153 | -0.014133 | -0.015676 | -0.01958 | -0.020939 | -0.022859 | -0.025448
0.00635 | 0.008725 | 0.011141 | 0.013057 | 0.014677 | 0.013707 | 0.015563 | 0.015836 | 0.015913 | 0.016882 | 0.013891 | 0.013207 | 0.013296 | 0.012984 | 0.013308 | 0.011128 | 0.009414 | 0.008886 | 0.008423 | 0.008165 | 0.005398 | 0.00431 | 0.00382 | 0.00295 | 0.000753 | 0 | -0.001723 | -0.004152 | -0.006385 | -0.00805 | -0.009715 | -0.012338 | -0.013561 | -0.016287 | -0.018759 | -0.021646 | -0.023255 | -0.025898
0.005979 | 0.009302 | 0.011479 | 0.012899 | 0.014126 | 0.014524 | 0.016041 | 0.01563 | 0.016632 | 0.016802 | 0.014543 | 0.012231 | 0.01263 | 0.011663 | 0.012889 | 0.011585 | 0.009484 | 0.009303 | 0.008313 | 0.007229 | 0.005255 | 0.004634 | 0.004116 | 0.002806 | 0.001184 | 0 | -0.001524 | -0.005062 | -0.006957 | -0.008233 | -0.01032 | -0.012171 | -0.014905 | -0.016009 | -0.019189 | -0.021198 | -0.02268 | -0.025123
0.00807 | 0.0103 | 0.011925 | 0.01321 | 0.014128 | 0.01439 | 0.015748 | 0.01547 | 0.016016 | 0.016846 | 0.01488 | 0.013161 | 0.013522 | 0.01352 | 0.012423 | 0.011348 | 0.009657 | 0.008962 | 0.007906 | 0.007773 | 0.005884 | 0.004745 | 0.004136 | 0.002716 | 0.000358 | 0 | -0.001301 | -0.00464 | -0.00612 | -0.007544 | -0.009479 | -0.011281 | -0.013049 | -0.015518 | -0.018014 | -0.021037 | -0.022505 | -0.024977
0.007956 | 0.010049 | 0.011686 | 0.013521 | 0.01471 | 0.014065 | 0.015421 | 0.01476 | 0.015225 | 0.015874 | 0.013856 | 0.012924 | 0.012918 | 0.01203 | 0.012574 | 0.01136 | 0.009312 | 0.009033 | 0.008574 | 0.007059 | 0.005858 | 0.005124 | 0.00448 | 0.002822 | 0.001014 | 0 | -0.001572 | -0.004007 | -0.005987 | -0.007825 | -0.010025 | -0.012222 | -0.013219 | -0.015437 | -0.018443 | -0.020186 | -0.022223 | -0.024432
0.010073 | 0.012343 | 0.013583 | 0.014215 | 0.01507 | 0.014984 | 0.015907 | 0.015677 | 0.015999 | 0.016776 | 0.014498 | 0.013404 | 0.012655 | 0.012195 | 0.012321 | 0.011476 | 0.009393 | 0.009489 | 0.007997 | 0.006966 | 0.005452 | 0.004383 | 0.003972 | 0.002696 | 0.000648 | 0 | -0.002176 | -0.004581 | -0.006672 | -0.008214 | -0.009898 | -0.01228 | -0.014515 | -0.016342 | -0.018886 | -0.021584 | -0.02299 | -0.025092
0.012915 | 0.01406 | 0.014853 | 0.01573 | 0.016165 | 0.015622 | 0.016596 | 0.016162 | 0.016634 | 0.016526 | 0.015264 | 0.014016 | 0.013691 | 0.013349 | 0.013307 | 0.012221 | 0.010742 | 0.009382 | 0.008921 | 0.007959 | 0.006412 | 0.00563 | 0.00451 | 0.002814 | 0.000976 | 0 | -0.00168 | -0.004174 | -0.00614 | -0.007702 | -0.009508 | -0.011332 | -0.013478 | -0.015568 | -0.017784 | -0.02013 | -0.021829 | -0.024013
0.013252 | 0.014992 | 0.015856 | 0.01638 | 0.016856 | 0.016245 | 0.017156 | 0.016298 | 0.016648 | 0.016946 | 0.015176 | 0.013885 | 0.01385 | 0.012687 | 0.012725 | 0.012216 | 0.010392 | 0.0098 | 0.008303 | 0.007555 | 0.006404 | 0.00511 | 0.004595 | 0.003217 | 0.001224 | 0 | -0.001577 | -0.00473 | -0.00661 | -0.008782 | -0.010428 | -0.012597 | -0.014422 | -0.016268 | -0.018895 | -0.0209 | -0.022743 | -0.024848
0.015432 | 0.016743 | 0.017424 | 0.017601 | 0.017773 | 0.017614 | 0.01775 | 0.017669 | 0.017495 | 0.017699 | 0.016475 | 0.015255 | 0.014745 | 0.014177 | 0.01412 | 0.012959 | 0.011565 | 0.01004 | 0.008878 | 0.007427 | 0.006787 | 0.005211 | 0.004031 | 0.002622 | 0.001084 | 0 | -0.001819 | -0.004433 | -0.006299 | -0.008097 | -0.010149 | -0.012297 | -0.014474 | -0.016088 | -0.018801 | -0.021174 | -0.022712 | -0.024328
0.015631 | 0.016385 | 0.017208 | 0.017994 | 0.018118 | 0.01768 | 0.017675 | 0.017433 | 0.01754 | 0.017983 | 0.0164 | 0.015374 | 0.015101 | 0.014357 | 0.01392 | 0.013112 | 0.011528 | 0.010783 | 0.009429 | 0.007864 | 0.006773 | 0.006048 | 0.004849 | 0.002884 | 0.001036 | 0 | -0.001729 | -0.004389 | -0.006169 | -0.00821 | -0.010224 | -0.012064 | -0.014017 | -0.015901 | -0.018537 | -0.020653 | -0.022462 | -0.024232
0.016575 | 0.017853 | 0.018324 | 0.01871 | 0.019025 | 0.018216 | 0.018966 | 0.018853 | 0.018677 | 0.018791 | 0.017211 | 0.016175 | 0.015896 | 0.015023 | 0.014525 | 0.013667 | 0.012323 | 0.011115 | 0.009257 | 0.008239 | 0.006958 | 0.005899 | 0.004626 | 0.002996 | 0.001362 | 0 | -0.001772 | -0.004539 | -0.006362 | -0.008378 | -0.010344 | -0.0122 | -0.014216 | -0.016075 | -0.018523 | -0.020961 | -0.022409 | -0.02416
0.017505 | 0.018426 | 0.018638 | 0.01899 | 0.018991 | 0.018856 | 0.018925 | 0.018554 | 0.019062 | 0.019019 | 0.017933 | 0.016874 | 0.0163 | 0.015878 | 0.015303 | 0.013709 | 0.012395 | 0.011214 | 0.009726 | 0.008158 | 0.006861 | 0.005771 | 0.004548 | 0.00298 | 0.001095 | 0 | -0.00199 | -0.004252 | -0.006137 | -0.007772 | -0.009574 | -0.011777 | -0.013821 | -0.016048 | -0.018519 | -0.020848 | -0.022004 | -0.023447
0.018299 | 0.019069 | 0.019552 | 0.020038 | 0.020155 | 0.019347 | 0.019596 | 0.019122 | 0.019196 | 0.019496 | 0.018022 | 0.016975 | 0.016285 | 0.015609 | 0.01505 | 0.014458 | 0.012444 | 0.01147 | 0.01011 | 0.008686 | 0.007581 | 0.006187 | 0.00496 | 0.003101 | 0.001622 | 0 | -0.001658 | -0.004218 | -0.006155 | -0.008005 | -0.009791 | -0.011585 | -0.013608 | -0.015359 | -0.017632 | -0.020116 | -0.021538 | -0.023361
0.018811 | 0.019852 | 0.020084 | 0.020145 | 0.020176 | 0.019677 | 0.019654 | 0.019877 | 0.019775 | 0.019529 | 0.018346 | 0.017274 | 0.016651 | 0.015996 | 0.015488 | 0.014347 | 0.012773 | 0.011383 | 0.009636 | 0.008339 | 0.007457 | 0.006075 | 0.004922 | 0.003169 | 0.001325 | 0 | -0.00179 | -0.004436 | -0.005918 | -0.007875 | -0.009732 | -0.011818 | -0.01374 | -0.015596 | -0.018285 | -0.020154 | -0.021783 | -0.023259
0.019083 | 0.019531 | 0.019754 | 0.020264 | 0.020171 | 0.019635 | 0.01963 | 0.019223 | 0.019198 | 0.019426 | 0.018176 | 0.01714 | 0.016662 | 0.016198 | 0.015346 | 0.014388 | 0.012826 | 0.011754 | 0.010224 | 0.008554 | 0.007237 | 0.005982 | 0.004902 | 0.002927 | 0.001182 | 0 | -0.00169 | -0.003935 | -0.005759 | -0.007444 | -0.009346 | -0.01102 | -0.013207 | -0.015121 | -0.017403 | -0.019982 | -0.020982 | -0.022513
0.019411 | 0.020141 | 0.02052 | 0.020639 | 0.020716 | 0.019977 | 0.019827 | 0.019425 | 0.019288 | 0.019197 | 0.017748 | 0.016718 | 0.016254 | 0.015364 | 0.014947 | 0.013792 | 0.012311 | 0.010996 | 0.009599 | 0.008432 | 0.007331 | 0.006085 | 0.00498 | 0.00331 | 0.001575 | 0 | -0.001799 | -0.004272 | -0.00581 | -0.007778 | -0.009367 | -0.011199 | -0.0131 | -0.014897 | -0.017168 | -0.019385 | -0.020965 | -0.02252
0.019426 | 0.020176 | 0.02022 | 0.020266 | 0.020133 | 0.019515 | 0.019394 | 0.0193 | 0.019273 | 0.018885 | 0.017682 | 0.016712 | 0.015983 | 0.015475 | 0.014661 | 0.013714 | 0.01219 | 0.011033 | 0.009496 | 0.008145 | 0.007193 | 0.005834 | 0.004653 | 0.002996 | 0.001029 | 0 | -0.001633 | -0.004045 | -0.005788 | -0.007469 | -0.00931 | -0.011294 | -0.013173 | -0.014811 | -0.017322 | -0.019337 | -0.020731 | -0.022197
0.018972 | 0.019341 | 0.019522 | 0.019805 | 0.01955 | 0.018979 | 0.018634 | 0.018299 | 0.018107 | 0.018175 | 0.016867 | 0.015868 | 0.015207 | 0.014608 | 0.014013 | 0.013262 | 0.011912 | 0.010697 | 0.009376 | 0.00794 | 0.006927 | 0.005684 | 0.004639 | 0.002782 | 0.001331 | 0 | -0.001637 | -0.004054 | -0.005531 | -0.007369 | -0.009003 | -0.010667 | -0.012685 | -0.014634 | -0.016758 | -0.018988 | -0.020295 | -0.021778
0.018989 | 0.019666 | 0.019771 | 0.019781 | 0.019634 | 0.018893 | 0.018765 | 0.018138 | 0.018133 | 0.017771 | 0.016316 | 0.015331 | 0.01469 | 0.013827 | 0.013337 | 0.012449 | 0.01116 | 0.00996 | 0.008571 | 0.007393 | 0.00672 | 0.005441 | 0.004483 | 0.002755 | 0.001199 | 0 | -0.001876 | -0.00424 | -0.00572 | -0.007598 | -0.009403 | -0.011041 | -0.012948 | -0.014716 | -0.01688 | -0.019096 | -0.020476 | -0.021958
0.019676 | 0.02008 | 0.019874 | 0.019863 | 0.019502 | 0.018764 | 0.018452 | 0.018112 | 0.017907 | 0.017654 | 0.016502 | 0.015444 | 0.014766 | 0.0142 | 0.01344 | 0.012787 | 0.011371 | 0.010391 | 0.008896 | 0.007531 | 0.006606 | 0.005283 | 0.004276 | 0.002691 | 0.001028 | 0 | -0.001525 | -0.003906 | -0.005257 | -0.007128 | -0.008936 | -0.010806 | -0.012637 | -0.014302 | -0.016478 | -0.018587 | -0.019862 | -0.021429
0.019005 | 0.019265 | 0.019467 | 0.019449 | 0.019077 | 0.018448 | 0.017941 | 0.017362 | 0.017061 | 0.016898 | 0.015652 | 0.014552 | 0.013901 | 0.013264 | 0.012709 | 0.011826 | 0.010662 | 0.009569 | 0.008481 | 0.007125 | 0.006366 | 0.005256 | 0.00427 | 0.002718 | 0.001133 | 0 | -0.001677 | -0.003945 | -0.005532 | -0.007264 | -0.009008 | -0.010647 | -0.012503 | -0.014302 | -0.016381 | -0.018508 | -0.01979 | -0.02117
0.019892 | 0.020353 | 0.020158 | 0.019928 | 0.019685 | 0.018738 | 0.018393 | 0.017888 | 0.017693 | 0.017267 | 0.015925 | 0.014897 | 0.014057 | 0.013363 | 0.012652 | 0.011823 | 0.010653 | 0.009516 | 0.008164 | 0.007023 | 0.006437 | 0.00516 | 0.004149 | 0.00258 | 0.001273 | 0 | -0.001576 | -0.003886 | -0.005331 | -0.007167 | -0.00894 | -0.010774 | -0.012548 | -0.014207 | -0.016277 | -0.018312 | -0.019685 | -0.021034
0.01968 | 0.019812 | 0.019559 | 0.019468 | 0.018939 | 0.018237 | 0.017682 | 0.017333 | 0.017056 | 0.016869 | 0.01565 | 0.014616 | 0.013823 | 0.013247 | 0.012539 | 0.011769 | 0.010466 | 0.00947 | 0.008301 | 0.006812 | 0.006161 | 0.004922 | 0.003842 | 0.002404 | 0.000903 | 0 | -0.001609 | -0.003861 | -0.005243 | -0.006997 | -0.008767 | -0.010513 | -0.01237 | -0.013974 | -0.016048 | -0.018035 | -0.019222 | -0.020568
0.019866 | 0.020041 | 0.020022 | 0.019878 | 0.019465 | 0.018613 | 0.01805 | 0.017484 | 0.017261 | 0.016885 | 0.015621 | 0.014485 | 0.013769 | 0.013095 | 0.012419 | 0.01156 | 0.010253 | 0.009216 | 0.007868 | 0.006869 | 0.006196 | 0.004972 | 0.004012 | 0.002543 | 0.001065 | 0 | -0.001697 | -0.003882 | -0.005315 | -0.007103 | -0.008834 | -0.010381 | -0.012169 | -0.013851 | -0.015857 | -0.017887 | -0.019033 | -0.020318
0.02023 | 0.020525 | 0.020127 | 0.019892 | 0.019476 | 0.018556 | 0.01817 | 0.017818 | 0.017544 | 0.017247 | 0.016037 | 0.014988 | 0.014108 | 0.013449 | 0.012685 | 0.011796 | 0.010569 | 0.009378 | 0.008061 | 0.00683 | 0.006269 | 0.004985 | 0.003954 | 0.002506 | 0.001032 | 0 | -0.001514 | -0.003705 | -0.005146 | -0.006812 | -0.008565 | -0.010273 | -0.011979 | -0.013661 | -0.01564 | -0.017545 | -0.018663 | -0.019931
0.020452 | 0.020498 | 0.020174 | 0.019997 | 0.01945 | 0.018726 | 0.018114 | 0.017723 | 0.017486 | 0.017263 | 0.016207 | 0.015115 | 0.014344 | 0.013719 | 0.012843 | 0.012008 | 0.010635 | 0.009556 | 0.008184 | 0.007006 | 0.006253 | 0.004878 | 0.004011 | 0.002429 | 0.00106 | 0 | -0.001405 | -0.003573 | -0.004938 | -0.006559 | -0.008256 | -0.009886 | -0.011626 | -0.013196 | -0.015118 | -0.017075 | -0.018208 | -0.019398
0.021274 | 0.021394 | 0.021057 | 0.020685 | 0.020068 | 0.01927 | 0.01872 | 0.01829 | 0.018 | 0.017723 | 0.016557 | 0.015385 | 0.014506 | 0.013875 | 0.013018 | 0.012052 | 0.010689 | 0.009436 | 0.008149 | 0.00696 | 0.006429 | 0.005071 | 0.004005 | 0.002555 | 0.001058 | 0 | -0.001444 | -0.003566 | -0.004992 | -0.006718 | -0.008276 | -0.009816 | -0.011515 | -0.013145 | -0.014993 | -0.016969 | -0.017891 | -0.019109
0.021625 | 0.021721 | 0.021111 | 0.020758 | 0.020154 | 0.019245 | 0.018817 | 0.018401 | 0.018296 | 0.018045 | 0.016946 | 0.016032 | 0.01502 | 0.014372 | 0.013395 | 0.012427 | 0.010965 | 0.009785 | 0.008395 | 0.007042 | 0.006459 | 0.005108 | 0.003996 | 0.002412 | 0.000994 | 0 | -0.001367 | -0.003529 | -0.004728 | -0.006353 | -0.007972 | -0.009564 | -0.011253 | -0.012837 | -0.014776 | -0.016573 | -0.017516 | -0.018602
0.02173 | 0.021621 | 0.021234 | 0.020933 | 0.020299 | 0.019494 | 0.018917 | 0.018427 | 0.018196 | 0.018013 | 0.016917 | 0.015711 | 0.015026 | 0.014377 | 0.013501 | 0.01247 | 0.011047 | 0.009827 | 0.008509 | 0.007206 | 0.006449 | 0.005076 | 0.00402 | 0.002437 | 0.00101 | 0 | -0.001442 | -0.003515 | -0.004797 | -0.006369 | -0.007952 | -0.009436 | -0.011155 | -0.012676 | -0.014511 | -0.016333 | -0.017239 | -0.018255
0.022558 | 0.022595 | 0.021995 | 0.021509 | 0.020924 | 0.019995 | 0.019511 | 0.019119 | 0.018904 | 0.018604 | 0.017521 | 0.016478 | 0.015513 | 0.014729 | 0.013822 | 0.012839 | 0.011263 | 0.009948 | 0.008575 | 0.007301 | 0.006678 | 0.00535 | 0.00413 | 0.002479 | 0.000951 | 0 | -0.001364 | -0.003417 | -0.004705 | -0.00624 | -0.007767 | -0.009251 | -0.010895 | -0.012482 | -0.014309 | -0.016172 | -0.016968 | -0.01797
0.022579 | 0.022518 | 0.021858 | 0.021446 | 0.020777 | 0.019867 | 0.019299 | 0.018957 | 0.018889 | 0.01862 | 0.017592 | 0.016597 | 0.015727 | 0.015097 | 0.014071 | 0.013011 | 0.011438 | 0.010255 | 0.008898 | 0.007353 | 0.006736 | 0.005294 | 0.004103 | 0.002468 | 0.001013 | 0 | -0.001227 | -0.003183 | -0.004432 | -0.00591 | -0.007439 | -0.008949 | -0.010625 | -0.012137 | -0.013969 | -0.015746 | -0.016517 | -0.017409
0.022261 | 0.022161 | 0.021694 | 0.021305 | 0.020581 | 0.019811 | 0.019222 | 0.018752 | 0.018538 | 0.018349 | 0.017316 | 0.016202 | 0.015431 | 0.014646 | 0.013842 | 0.012774 | 0.01129 | 0.010054 | 0.008605 | 0.007302 | 0.006661 | 0.005181 | 0.004092 | 0.002467 | 0.001018 | 0 | -0.001367 | -0.00342 | -0.004594 | -0.006104 | -0.007534 | -0.008943 | -0.01057 | -0.012126 | -0.013918 | -0.015623 | -0.016425 | -0.017328
0.022718 | 0.022696 | 0.02202 | 0.021539 | 0.020907 | 0.01995 | 0.019468 | 0.019089 | 0.018979 | 0.018691 | 0.017669 | 0.016655 | 0.015724 | 0.015022 | 0.013994 | 0.013004 | 0.011506 | 0.010236 | 0.00874 | 0.00747 | 0.00688 | 0.005516 | 0.00419 | 0.002557 | 0.001037 | 0 | -0.001189 | -0.003114 | -0.004315 | -0.005714 | -0.007171 | -0.008682 | -0.010242 | -0.011753 | -0.01359 | -0.015325 | -0.016004 | -0.016915
0.022329 | 0.022185 | 0.021572 | 0.02113 | 0.020484 | 0.019512 | 0.018947 | 0.018555 | 0.018288 | 0.018074 | 0.017103 | 0.016065 | 0.015264 | 0.014695 | 0.013772 | 0.012748 | 0.011235 | 0.010003 | 0.00869 | 0.007191 | 0.006596 | 0.005151 | 0.004019 | 0.002436 | 0.00096 | 0 | -0.001208 | -0.003119 | -0.004298 | -0.005763 | -0.007247 | -0.008661 | -0.010221 | -0.011742 | -0.013476 | -0.015197 | -0.015902 | -0.016785
0.021848 | 0.021731 | 0.021199 | 0.020733 | 0.02008 | 0.019269 | 0.018663 | 0.018278 | 0.018014 | 0.017703 | 0.016697 | 0.015626 | 0.014792 | 0.014117 | 0.013297 | 0.012295 | 0.010899 | 0.009728 | 0.008313 | 0.007102 | 0.006553 | 0.005212 | 0.003996 | 0.002424 | 0.001019 | 0 | -0.001224 | -0.003191 | -0.004367 | -0.005729 | -0.00718 | -0.008624 | -0.01018 | -0.011644 | -0.013431 | -0.015055 | -0.015823 | -0.016666
0.021981 | 0.021888 | 0.02115 | 0.020662 | 0.02001 | 0.018997 | 0.018498 | 0.018047 | 0.017812 | 0.017524 | 0.016561 | 0.015591 | 0.01469 | 0.013979 | 0.013039 | 0.01215 | 0.010716 | 0.009507 | 0.008227 | 0.00697 | 0.006466 | 0.005098 | 0.003894 | 0.002341 | 0.00092 | 0 | -0.001204 | -0.00303 | -0.004175 | -0.005628 | -0.007097 | -0.008514 | -0.010118 | -0.011588 | -0.013316 | -0.015009 | -0.015668 | -0.016522
0.021208 | 0.021097 | 0.020584 | 0.020121 | 0.019451 | 0.018529 | 0.017948 | 0.017536 | 0.017158 | 0.016903 | 0.015843 | 0.014764 | 0.013989 | 0.013401 | 0.012562 | 0.011677 | 0.010281 | 0.009271 | 0.007979 | 0.006678 | 0.006187 | 0.004813 | 0.003781 | 0.002318 | 0.000935 | 0 | -0.001165 | -0.003114 | -0.004232 | -0.005723 | -0.007215 | -0.008598 | -0.010155 | -0.011637 | -0.013326 | -0.014944 | -0.01568 | -0.016522
0.021294 | 0.021176 | 0.02053 | 0.020011 | 0.019289 | 0.018406 | 0.017794 | 0.01735 | 0.016984 | 0.016602 | 0.015573 | 0.014518 | 0.013642 | 0.012939 | 0.012161 | 0.011291 | 0.010048 | 0.008961 | 0.007648 | 0.006602 | 0.006112 | 0.004939 | 0.003814 | 0.002266 | 0.00098 | 0 | -0.001136 | -0.003029 | -0.004201 | -0.005625 | -0.007112 | -0.008546 | -0.010081 | -0.01154 | -0.013221 | -0.014898 | -0.015561 | -0.016392
0.020708 | 0.020565 | 0.01992 | 0.019429 | 0.018802 | 0.017782 | 0.017179 | 0.016669 | 0.016328 | 0.016014 | 0.014971 | 0.013943 | 0.013111 | 0.012471 | 0.011677 | 0.010851 | 0.009593 | 0.008605 | 0.007411 | 0.006184 | 0.005859 | 0.004624 | 0.003504 | 0.002103 | 0.000823 | 0 | -0.001163 | -0.003035 | -0.004152 | -0.005631 | -0.007141 | -0.008545 | -0.010096 | -0.011527 | -0.013195 | -0.014819 | -0.015512 | -0.016354
0.019826 | 0.019731 | 0.019273 | 0.018808 | 0.018161 | 0.017255 | 0.016642 | 0.016071 | 0.015673 | 0.015303 | 0.014206 | 0.013109 | 0.012317 | 0.01173 | 0.010981 | 0.010227 | 0.009038 | 0.008137 | 0.007011 | 0.005933 | 0.0056 | 0.004358 | 0.003452 | 0.002014 | 0.000849 | 0 | -0.001164 | -0.003052 | -0.004218 | -0.005692 | -0.007225 | -0.008639 | -0.010141 | -0.011504 | -0.013154 | -0.014762 | -0.01548 | -0.016288
0.019868 | 0.019748 | 0.01912 | 0.018578 | 0.017894 | 0.016919 | 0.01628 | 0.01573 | 0.015343 | 0.014926 | 0.013858 | 0.012824 | 0.011946 | 0.011285 | 0.010577 | 0.009913 | 0.008756 | 0.007862 | 0.006748 | 0.005785 | 0.005477 | 0.00437 | 0.003397 | 0.002069 | 0.000866 | 0 | -0.001112 | -0.00293 | -0.004084 | -0.005527 | -0.007038 | -0.008469 | -0.009948 | -0.011328 | -0.012943 | -0.014561 | -0.015245 | -0.016088
0.0208 | 0.020324 | 0.01934 | 0.018539 | 0.017734 | 0.016636 | 0.015918 | 0.015296 | 0.014896 | 0.014476 | 0.013506 | 0.012434 | 0.011654 | 0.011126 | 0.010474 | 0.009851 | 0.008799 | 0.008023 | 0.007004 | 0.006049 | 0.005841 | 0.004604 | 0.003578 | 0.002211 | 0.000992 | 0 | -0.00125 | -0.003275 | -0.004591 | -0.006108 | -0.007643 | -0.009018 | -0.010453 | -0.011763 | -0.013377 | -0.014965 | -0.015667 | -0.016533
0.020517 | 0.019996 | 0.018996 | 0.018172 | 0.017295 | 0.016231 | 0.015486 | 0.014899 | 0.014468 | 0.014094 | 0.013089 | 0.012103 | 0.01128 | 0.01078 | 0.010133 | 0.009558 | 0.008519 | 0.007776 | 0.006814 | 0.00584 | 0.005628 | 0.004437 | 0.003476 | 0.002128 | 0.000898 | 0 | -0.001266 | -0.003195 | -0.004491 | -0.006003 | -0.00758 | -0.00898 | -0.010368 | -0.011648 | -0.013223 | -0.014821 | -0.015494 | -0.016351
0.019968 | 0.019396 | 0.01842 | 0.01767 | 0.016849 | 0.015793 | 0.015015 | 0.014372 | 0.013897 | 0.013483 | 0.012505 | 0.01149 | 0.010737 | 0.010241 | 0.009626 | 0.009077 | 0.008088 | 0.007392 | 0.006447 | 0.005545 | 0.005366 | 0.004228 | 0.003347 | 0.002018 | 0.000894 | 0 | -0.001235 | -0.003242 | -0.004485 | -0.006036 | -0.00755 | -0.008905 | -0.010331 | -0.011574 | -0.013092 | -0.014641 | -0.015389 | -0.016223
0.019796 | 0.019261 | 0.018274 | 0.01744 | 0.016572 | 0.015537 | 0.014796 | 0.01413 | 0.013699 | 0.013255 | 0.012285 | 0.011226 | 0.010421 | 0.009907 | 0.009295 | 0.008796 | 0.007832 | 0.007122 | 0.006218 | 0.005358 | 0.005235 | 0.004167 | 0.003205 | 0.001974 | 0.000838 | 0 | -0.001221 | -0.003134 | -0.004406 | -0.005847 | -0.007354 | -0.008735 | -0.010108 | -0.01133 | -0.012864 | -0.014374 | -0.015069 | -0.015918
0.01978 | 0.019172 | 0.018116 | 0.017257 | 0.016338 | 0.015189 | 0.014414 | 0.01374 | 0.013314 | 0.012882 | 0.011942 | 0.010947 | 0.010114 | 0.009679 | 0.009051 | 0.008542 | 0.00759 | 0.006876 | 0.006029 | 0.005149 | 0.005001 | 0.003924 | 0.003083 | 0.001863 | 0.000756 | 0 | -0.001213 | -0.003124 | -0.004307 | -0.005857 | -0.007326 | -0.008674 | -0.010006 | -0.011257 | -0.012719 | -0.014235 | -0.01496 | -0.015764
0.019554 | 0.018993 | 0.018028 | 0.017213 | 0.016367 | 0.015337 | 0.014555 | 0.013896 | 0.013432 | 0.012932 | 0.011925 | 0.010895 | 0.010051 | 0.009508 | 0.008895 | 0.008362 | 0.00739 | 0.006734 | 0.005843 | 0.005048 | 0.004929 | 0.00386 | 0.002971 | 0.001814 | 0.000762 | 0 | -0.001161 | -0.003097 | -0.004304 | -0.005777 | -0.007246 | -0.008541 | -0.009872 | -0.011091 | -0.012563 | -0.014025 | -0.014719 | -0.015539
0.019227 | 0.018661 | 0.01766 | 0.016827 | 0.015988 | 0.014892 | 0.014129 | 0.013446 | 0.013019 | 0.012592 | 0.011616 | 0.010626 | 0.009785 | 0.009324 | 0.008682 | 0.008206 | 0.007237 | 0.006501 | 0.005654 | 0.004911 | 0.004812 | 0.00376 | 0.002924 | 0.001758 | 0.000735 | 0 | -0.001103 | -0.002986 | -0.004157 | -0.005556 | -0.007059 | -0.008358 | -0.009672 | -0.010815 | -0.012293 | -0.013718 | -0.01442 | -0.015192
0.019098 | 0.018585 | 0.01761 | 0.016708 | 0.01582 | 0.014757 | 0.013982 | 0.013364 | 0.012927 | 0.012517 | 0.011548 | 0.010525 | 0.009713 | 0.009272 | 0.008602 | 0.008106 | 0.00709 | 0.006396 | 0.005551 | 0.004746 | 0.004676 | 0.003626 | 0.002815 | 0.001713 | 0.000683 | 0 | -0.001128 | -0.002986 | -0.004099 | -0.005566 | -0.006979 | -0.008268 | -0.009539 | -0.010738 | -0.012133 | -0.013586 | -0.014206 | -0.014965
0.019073 | 0.018508 | 0.017575 | 0.016729 | 0.015908 | 0.014797 | 0.013961 | 0.013234 | 0.012848 | 0.012466 | 0.011533 | 0.010517 | 0.0097 | 0.009211 | 0.008541 | 0.007982 | 0.006986 | 0.00633 | 0.005461 | 0.004683 | 0.004594 | 0.003568 | 0.002812 | 0.001737 | 0.000733 | 0 | -0.001031 | -0.002828 | -0.003963 | -0.005343 | -0.006773 | -0.008014 | -0.009302 | -0.010439 | -0.01188 | -0.013261 | -0.013896 | -0.014598
0.019204 | 0.018629 | 0.01765 | 0.0168 | 0.01592 | 0.014877 | 0.014108 | 0.013448 | 0.013078 | 0.012566 | 0.011623 | 0.010634 | 0.009803 | 0.009332 | 0.00865 | 0.008102 | 0.007056 | 0.006369 | 0.005499 | 0.004746 | 0.004689 | 0.00362 | 0.002825 | 0.001702 | 0.000688 | 0 | -0.000975 | -0.002775 | -0.003865 | -0.005202 | -0.006591 | -0.007843 | -0.009089 | -0.010199 | -0.011581 | -0.012981 | -0.013553 | -0.014231
0.01933 | 0.018726 | 0.017674 | 0.016809 | 0.015918 | 0.014885 | 0.014104 | 0.013499 | 0.013153 | 0.012766 | 0.011665 | 0.010716 | 0.009836 | 0.009395 | 0.008719 | 0.008091 | 0.007053 | 0.006278 | 0.005432 | 0.004654 | 0.004569 | 0.003548 | 0.002726 | 0.001627 | 0.00069 | 0 | -0.00103 | -0.002787 | -0.003848 | -0.00518 | -0.006499 | -0.007696 | -0.008934 | -0.010023 | -0.011346 | -0.012768 | -0.0133 | -0.013998
0.019584 | 0.018933 | 0.017861 | 0.01698 | 0.016078 | 0.015033 | 0.014294 | 0.013684 | 0.013299 | 0.012853 | 0.011906 | 0.010907 | 0.010114 | 0.009591 | 0.008889 | 0.00824 | 0.007177 | 0.006464 | 0.005556 | 0.00468 | 0.004627 | 0.003576 | 0.002767 | 0.001668 | 0.000627 | 0 | -0.000956 | -0.002642 | -0.003691 | -0.004923 | -0.006264 | -0.007437 | -0.008685 | -0.009762 | -0.011149 | -0.012458 | -0.012927 | -0.013593
0.019663 | 0.01901 | 0.017914 | 0.017068 | 0.016156 | 0.015097 | 0.01424 | 0.013621 | 0.013291 | 0.012915 | 0.012037 | 0.011069 | 0.010224 | 0.009721 | 0.008996 | 0.008324 | 0.007237 | 0.006382 | 0.005513 | 0.004652 | 0.004649 | 0.003547 | 0.002732 | 0.00165 | 0.000666 | 0 | -0.000901 | -0.002578 | -0.003606 | -0.004845 | -0.006116 | -0.007273 | -0.008466 | -0.009545 | -0.010864 | -0.012203 | -0.012637 | -0.013239
0.019935 | 0.019254 | 0.018081 | 0.017099 | 0.016179 | 0.015145 | 0.014357 | 0.013856 | 0.013502 | 0.013169 | 0.01234 | 0.011382 | 0.010558 | 0.00998 | 0.009268 | 0.008567 | 0.007445 | 0.006596 | 0.005642 | 0.00477 | 0.004699 | 0.003597 | 0.002744 | 0.001597 | 0.000601 | 0 | -0.00088 | -0.002518 | -0.003458 | -0.004658 | -0.005886 | -0.007008 | -0.008173 | -0.009245 | -0.010577 | -0.011849 | -0.012238 | -0.01285
0.019658 | 0.01896 | 0.017868 | 0.016975 | 0.016023 | 0.015017 | 0.014277 | 0.013716 | 0.01341 | 0.013094 | 0.01221 | 0.011257 | 0.010482 | 0.009991 | 0.009287 | 0.008571 | 0.007444 | 0.006555 | 0.005618 | 0.004723 | 0.004655 | 0.003549 | 0.002738 | 0.00159 | 0.000605 | 0 | -0.000851 | -0.002517 | -0.003486 | -0.004677 | -0.005881 | -0.006969 | -0.008166 | -0.009225 | -0.010477 | -0.011762 | -0.012105 | -0.012655
0.020234 | 0.019582 | 0.018426 | 0.017541 | 0.016661 | 0.015666 | 0.014923 | 0.014454 | 0.014096 | 0.013775 | 0.012934 | 0.011998 | 0.01112 | 0.01051 | 0.009739 | 0.008979 | 0.007813 | 0.006859 | 0.00585 | 0.00493 | 0.004786 | 0.003708 | 0.002775 | 0.001599 | 0.000629 | 0 | -0.000848 | -0.002446 | -0.003376 | -0.004501 | -0.005655 | -0.006731 | -0.007858 | -0.008888 | -0.010215 | -0.011456 | -0.011765 | -0.012308
0.020623 | 0.019877 | 0.018636 | 0.017619 | 0.016639 | 0.015536 | 0.014817 | 0.014371 | 0.014038 | 0.01381 | 0.013013 | 0.012059 | 0.011259 | 0.010661 | 0.009861 | 0.00907 | 0.007875 | 0.00696 | 0.006042 | 0.004997 | 0.004908 | 0.003701 | 0.002824 | 0.001602 | 0.000573 | 0 | -0.00078 | -0.002363 | -0.003224 | -0.004332 | -0.00545 | -0.006498 | -0.007628 | -0.00868 | -0.009912 | -0.011163 | -0.011456 | -0.01194
0.020405 | 0.019718 | 0.01857 | 0.017639 | 0.016674 | 0.015627 | 0.014935 | 0.01445 | 0.014179 | 0.013911 | 0.013018 | 0.012085 | 0.011283 | 0.010728 | 0.009964 | 0.009163 | 0.007958 | 0.007015 | 0.005951 | 0.005002 | 0.004894 | 0.003726 | 0.002793 | 0.0016 | 0.00059 | 0 | -0.000806 | -0.002374 | -0.00324 | -0.004336 | -0.005441 | -0.006422 | -0.007566 | -0.008605 | -0.009825 | -0.011073 | -0.011275 | -0.01173
0.020619 | 0.01994 | 0.018689 | 0.017716 | 0.016789 | 0.015761 | 0.015058 | 0.014665 | 0.014367 | 0.014123 | 0.013375 | 0.012473 | 0.011597 | 0.010999 | 0.010189 | 0.009419 | 0.008116 | 0.007146 | 0.006132 | 0.00511 | 0.004973 | 0.003789 | 0.002869 | 0.001624 | 0.000618 | 0 | -0.000808 | -0.00228 | -0.003124 | -0.004175 | -0.005215 | -0.00619 | -0.00731 | -0.008325 | -0.009621 | -0.010784 | -0.011033 | -0.011449
0.020497 | 0.019753 | 0.018577 | 0.017591 | 0.016665 | 0.015585 | 0.01495 | 0.01447 | 0.014199 | 0.014066 | 0.013251 | 0.012323 | 0.011612 | 0.010991 | 0.010189 | 0.009422 | 0.008113 | 0.007244 | 0.006113 | 0.005131 | 0.005061 | 0.003757 | 0.002802 | 0.0016 | 0.000536 | 0 | -0.0007 | -0.002249 | -0.003081 | -0.004079 | -0.005117 | -0.006053 | -0.007143 | -0.008173 | -0.009413 | -0.010568 | -0.010737 | -0.011177
0.020379 | 0.019753 | 0.018627 | 0.017705 | 0.016724 | 0.015732 | 0.015061 | 0.01462 | 0.014427 | 0.014139 | 0.013332 | 0.012447 | 0.011568 | 0.011012 | 0.01025 | 0.009503 | 0.008141 | 0.007189 | 0.006095 | 0.005191 | 0.004971 | 0.00378 | 0.00287 | 0.001656 | 0.000598 | 0 | -0.000757 | -0.002274 | -0.003082 | -0.00411 | -0.005092 | -0.006051 | -0.007168 | -0.008142 | -0.009321 | -0.010495 | -0.010654 | -0.011072
0.020708 | 0.019992 | 0.01874 | 0.017782 | 0.01688 | 0.015859 | 0.015138 | 0.014776 | 0.014575 | 0.014336 | 0.013592 | 0.012713 | 0.011854 | 0.011255 | 0.010383 | 0.009636 | 0.008292 | 0.007296 | 0.006351 | 0.005273 | 0.005066 | 0.003851 | 0.00288 | 0.001629 | 0.000516 | 0 | -0.00065 | -0.002098 | -0.002875 | -0.003865 | -0.004861 | -0.005768 | -0.006842 | -0.007842 | -0.009099 | -0.010248 | -0.010418 | -0.010766
0.020153 | 0.019446 | 0.018363 | 0.017446 | 0.016499 | 0.015426 | 0.014833 | 0.014324 | 0.014034 | 0.013901 | 0.013112 | 0.012204 | 0.011515 | 0.010975 | 0.010182 | 0.009392 | 0.008056 | 0.007183 | 0.006021 | 0.005121 | 0.005058 | 0.003718 | 0.002814 | 0.001643 | 0.000569 | 0 | -0.000652 | -0.002134 | -0.002934 | -0.00393 | -0.004881 | -0.005776 | -0.006877 | -0.007831 | -0.008977 | -0.010111 | -0.010259 | -0.010642
0.019996 | 0.019418 | 0.018259 | 0.017368 | 0.016419 | 0.015528 | 0.014835 | 0.014441 | 0.014282 | 0.013971 | 0.013226 | 0.012332 | 0.011366 | 0.010841 | 0.010151 | 0.009343 | 0.008051 | 0.006991 | 0.005991 | 0.005162 | 0.004864 | 0.00378 | 0.002911 | 0.001612 | 0.000576 | 0 | -0.000705 | -0.002137 | -0.00295 | -0.003868 | -0.004881 | -0.005774 | -0.006825 | -0.007863 | -0.009041 | -0.010186 | -0.010212 | -0.010557
0.019701 | 0.019008 | 0.017809 | 0.016926 | 0.016055 | 0.015072 | 0.014475 | 0.014071 | 0.013808 | 0.013671 | 0.012998 | 0.012137 | 0.011337 | 0.010816 | 0.010001 | 0.009284 | 0.007989 | 0.007074 | 0.006128 | 0.005052 | 0.005029 | 0.003742 | 0.002813 | 0.00163 | 0.000492 | 0 | -0.000639 | -0.002013 | -0.002724 | -0.003628 | -0.004601 | -0.005566 | -0.006538 | -0.007488 | -0.008717 | -0.009827 | -0.009917 | -0.010295
0.019045 | 0.018469 | 0.017546 | 0.016699 | 0.015781 | 0.014872 | 0.014245 | 0.013771 | 0.013487 | 0.013279 | 0.012478 | 0.01153 | 0.010822 | 0.010276 | 0.009649 | 0.008914 | 0.007685 | 0.006871 | 0.005633 | 0.004919 | 0.004789 | 0.003592 | 0.00276 | 0.001639 | 0.000539 | 0 | -0.00061 | -0.002134 | -0.00295 | -0.003962 | -0.004952 | -0.005781 | -0.006819 | -0.007739 | -0.008819 | -0.00995 | -0.010029 | -0.010415
0.019299 | 0.018728 | 0.017525 | 0.016686 | 0.015757 | 0.014889 | 0.014184 | 0.013805 | 0.013638 | 0.013328 | 0.012639 | 0.011784 | 0.010813 | 0.010313 | 0.00962 | 0.008896 | 0.007688 | 0.00675 | 0.005877 | 0.004974 | 0.004752 | 0.003741 | 0.00278 | 0.001624 | 0.000531 | 0 | -0.000668 | -0.002045 | -0.002817 | -0.003743 | -0.004653 | -0.005613 | -0.006648 | -0.007568 | -0.008838 | -0.009886 | -0.009954 | -0.010261
0.019092 | 0.018401 | 0.017327 | 0.016464 | 0.015611 | 0.014598 | 0.013905 | 0.013423 | 0.013129 | 0.01295 | 0.012279 | 0.011283 | 0.010531 | 0.010088 | 0.009328 | 0.008603 | 0.007416 | 0.006627 | 0.00573 | 0.004674 | 0.004717 | 0.0035 | 0.002611 | 0.001509 | 0.000409 | 0 | -0.000613 | -0.002046 | -0.002804 | -0.003801 | -0.004764 | -0.00561 | -0.006653 | -0.007497 | -0.008687 | -0.009726 | -0.009862 | -0.010183
0.018817 | 0.018264 | 0.017274 | 0.016347 | 0.015362 | 0.01448 | 0.013786 | 0.013332 | 0.013 | 0.012651 | 0.011758 | 0.010845 | 0.010023 | 0.00948 | 0.008945 | 0.008335 | 0.007214 | 0.006353 | 0.005273 | 0.004585 | 0.004662 | 0.00351 | 0.00265 | 0.001556 | 0.000622 | 0 | -0.000559 | -0.002081 | -0.002973 | -0.003915 | -0.004873 | -0.005725 | -0.006685 | -0.00765 | -0.008732 | -0.009828 | -0.009882 | -0.010164
0.01868 | 0.018079 | 0.016816 | 0.016006 | 0.015127 | 0.014137 | 0.013418 | 0.012992 | 0.012831 | 0.01251 | 0.011877 | 0.010998 | 0.010055 | 0.009653 | 0.008926 | 0.008274 | 0.007142 | 0.006338 | 0.005591 | 0.004744 | 0.00451 | 0.003608 | 0.00266 | 0.001569 | 0.000491 | 0 | -0.000594 | -0.001915 | -0.002652 | -0.003569 | -0.004595 | -0.005466 | -0.006461 | -0.007346 | -0.008495 | -0.009551 | -0.009593 | -0.009926
0.018279 | 0.017603 | 0.016556 | 0.015671 | 0.0148 | 0.013713 | 0.013082 | 0.012482 | 0.012103 | 0.011919 | 0.011047 | 0.010096 | 0.009444 | 0.008952 | 0.008418 | 0.007802 | 0.006787 | 0.00616 | 0.005187 | 0.004327 | 0.004581 | 0.003318 | 0.002433 | 0.001489 | 0.000545 | 0 | -0.000572 | -0.001962 | -0.002767 | -0.003792 | -0.004668 | -0.005564 | -0.006484 | -0.00722 | -0.008381 | -0.009469 | -0.009596 | -0.00995
0.017995 | 0.017424 | 0.016392 | 0.015351 | 0.014391 | 0.013512 | 0.012792 | 0.012354 | 0.01202 | 0.011668 | 0.010801 | 0.009901 | 0.009018 | 0.008608 | 0.008069 | 0.007432 | 0.006379 | 0.005674 | 0.004791 | 0.004235 | 0.004289 | 0.003301 | 0.002504 | 0.00144 | 0.000484 | 0 | -0.000584 | -0.002077 | -0.002929 | -0.003927 | -0.004906 | -0.00572 | -0.006738 | -0.00754 | -0.008632 | -0.009627 | -0.009653 | -0.010043
0.018428 | 0.017649 | 0.016359 | 0.015491 | 0.014589 | 0.013556 | 0.012798 | 0.01228 | 0.011921 | 0.011622 | 0.010992 | 0.010045 | 0.00927 | 0.008782 | 0.008058 | 0.007499 | 0.006582 | 0.005942 | 0.005211 | 0.004415 | 0.004301 | 0.003341 | 0.002467 | 0.001442 | 0.000457 | 0 | -0.000553 | -0.001802 | -0.00256 | -0.003436 | -0.004371 | -0.005246 | -0.00623 | -0.007041 | -0.008111 | -0.00916 | -0.009326 | -0.009604
0.017512 | 0.016842 | 0.015815 | 0.014863 | 0.013993 | 0.0129 | 0.012229 | 0.011547 | 0.011118 | 0.01093 | 0.01006 | 0.008953 | 0.008397 | 0.007862 | 0.00751 | 0.006812 | 0.005995 | 0.005462 | 0.004601 | 0.003954 | 0.004216 | 0.003091 | 0.002283 | 0.001364 | 0.000539 | 0 | -0.000528 | -0.001971 | -0.002817 | -0.003811 | -0.004678 | -0.005515 | -0.006409 | -0.007095 | -0.008262 | -0.009285 | -0.00931 | -0.009812
0.017756 | 0.017195 | 0.015994 | 0.015015 | 0.014037 | 0.013096 | 0.012351 | 0.01193 | 0.011412 | 0.011069 | 0.010317 | 0.009369 | 0.008383 | 0.007933 | 0.007443 | 0.006913 | 0.006022 | 0.005269 | 0.004487 | 0.004104 | 0.003942 | 0.003132 | 0.002302 | 0.001385 | 0.000415 | 0 | -0.000631 | -0.001926 | -0.002716 | -0.003703 | -0.004626 | -0.005508 | -0.006497 | -0.007295 | -0.008264 | -0.009272 | -0.009471 | -0.009675
0.019253 | 0.018625 | 0.01783 | 0.017375 | 0.016268 | 0.014985 | 0.013909 | 0.013037 | 0.012452 | 0.012052 | 0.011334 | 0.010123 | 0.009347 | 0.008688 | 0.007946 | 0.00734 | 0.00624 | 0.005843 | 0.005276 | 0.004535 | 0.004284 | 0.003296 | 0.002449 | 0.001252 | 0.000344 | 0 | -0.000459 | -0.001725 | -0.002457 | -0.003408 | -0.004299 | -0.005192 | -0.005954 | -0.006674 | -0.00779 | -0.008892 | -0.009014 | -0.009259

## ACS159_CC_taarray
-0.05356 | -0.045958 | -0.043832 | -0.040182 | -0.036888 | -0.034552 | -0.03281 | -0.032748 | -0.031442 | -0.028721 | -0.02856 | -0.024451 | -0.024002 | -0.019054 | -0.017191 | -0.013365 | -0.01093 | -0.009792 | -0.005884 | -0.006313 | -0.005612 | -0.001875 | -0.002498 | -0.000742 | 0 | 0.000694 | 0.001618 | 0.005126 | 0.006417 | 0.009586 | 0.010511 | 0.013513 | 0.013737 | 0.015298 | 0.0145 | 0.014957 | 0.011622
-0.042927 | -0.035806 | -0.032615 | -0.029627 | -0.026445 | -0.024738 | -0.02303 | -0.022903 | -0.02071 | -0.020468 | -0.020621 | -0.01764 | -0.016808 | -0.013045 | -0.011523 | -0.008973 | -0.007701 | -0.005652 | -0.003061 | -0.003793 | -0.003848 | -0.001047 | -0.001403 | 0.0003 | 0 | -0.000396 | 0.000156 | 0.002438 | 0.003984 | 0.006762 | 0.006329 | 0.008536 | 0.008175 | 0.009215 | 0.007529 | 0.007675 | 0.004918
-0.029131 | -0.022685 | -0.020558 | -0.018123 | -0.015747 | -0.014624 | -0.013296 | -0.013417 | -0.01266 | -0.011015 | -0.011649 | -0.009411 | -0.008644 | -0.005741 | -0.005248 | -0.00251 | -0.001623 | -0.001106 | 0.000911 | -0.000645 | -0.001123 | 0.000533 | -1.5e-05 | 7.2e-05 | 0 | -0.000769 | 0.000224 | 0.000654 | 0.001763 | 0.003401 | 0.003247 | 0.004129 | 0.003669 | 0.004228 | 0.002287 | 0.001827 | -0.001606
-0.01614 | -0.011254 | -0.009799 | -0.007668 | -0.006421 | -0.005741 | -0.005399 | -0.005317 | -0.004835 | -0.00442 | -0.004616 | -0.003062 | -0.003063 | -0.000649 | -7.2e-05 | 0.00123 | 0.00166 | 0.001428 | 0.00297 | 0.001818 | 0.000906 | 0.001765 | 0.00029 | 0.000674 | 0 | -0.000914 | -0.001019 | 0.000499 | 0.000533 | 0.000985 | -8.6e-05 | 0.000967 | -9.6e-05 | -9.6e-05 | -0.00189 | -0.002876 | -0.005827
-0.012811 | -0.007666 | -0.005815 | -0.003535 | -0.002115 | -0.001373 | -0.001155 | -0.001393 | -0.000847 | -0.0003 | -0.001364 | 0.000622 | 0.000801 | 0.002639 | 0.002754 | 0.00449 | 0.00428 | 0.004235 | 0.00431 | 0.003193 | 0.002128 | 0.00237 | 0.001134 | 0.00103 | 0 | -0.000969 | -0.001188 | -0.000838 | -0.000991 | -0.000704 | -0.001043 | -0.001063 | -0.002573 | -0.002796 | -0.004587 | -0.005808 | -0.009146
-0.006588 | -0.001948 | -0.000661 | 0.000774 | 0.001862 | 0.0025 | 0.002486 | 0.002203 | 0.002141 | 0.002494 | 0.002128 | 0.003259 | 0.003214 | 0.004602 | 0.00477 | 0.005356 | 0.005549 | 0.005217 | 0.005561 | 0.00394 | 0.002392 | 0.002979 | 0.00164 | 0.001022 | 0 | -0.00087 | -0.001675 | -0.001331 | -0.001392 | -0.001173 | -0.002258 | -0.00234 | -0.003659 | -0.00424 | -0.006058 | -0.007241 | -0.010056
-0.005095 | -0.000416 | 0.001318 | 0.002926 | 0.003783 | 0.004366 | 0.004636 | 0.003771 | 0.003975 | 0.004254 | 0.003798 | 0.005106 | 0.004632 | 0.005929 | 0.005878 | 0.006518 | 0.006236 | 0.005553 | 0.005878 | 0.00435 | 0.00299 | 0.0031 | 0.001654 | 0.001088 | 0 | -0.001056 | -0.001562 | -0.001698 | -0.002039 | -0.001787 | -0.00269 | -0.002743 | -0.003836 | -0.004631 | -0.006608 | -0.007922 | -0.010015
-0.002163 | 0.00117 | 0.002174 | 0.003592 | 0.004354 | 0.004709 | 0.004694 | 0.004519 | 0.004754 | 0.00475 | 0.004364 | 0.005226 | 0.005599 | 0.006386 | 0.006448 | 0.006821 | 0.0066 | 0.006294 | 0.005827 | 0.004617 | 0.003249 | 0.003114 | 0.001703 | 0.001129 | 0 | -0.000919 | -0.001246 | -0.001359 | -0.0018 | -0.001913 | -0.00246 | -0.002796 | -0.004023 | -0.004617 | -0.006086 | -0.007343 | -0.009754
-0.001899 | 0.001288 | 0.002443 | 0.003672 | 0.004105 | 0.00468 | 0.004517 | 0.004221 | 0.004115 | 0.004325 | 0.003992 | 0.004953 | 0.005161 | 0.006024 | 0.005975 | 0.006544 | 0.006136 | 0.005832 | 0.005488 | 0.004222 | 0.003163 | 0.002704 | 0.001589 | 0.00114 | 0 | -0.001115 | -0.001653 | -0.001671 | -0.001796 | -0.001967 | -0.002681 | -0.003008 | -0.00393 | -0.004453 | -0.005832 | -0.007153 | -0.009463
-0.000206 | 0.00255 | 0.003542 | 0.004381 | 0.004777 | 0.00512 | 0.005212 | 0.004745 | 0.00487 | 0.004791 | 0.004537 | 0.005232 | 0.005174 | 0.006009 | 0.006099 | 0.006502 | 0.006118 | 0.005856 | 0.005207 | 0.004123 | 0.003009 | 0.002557 | 0.001448 | 0.00068 | 0 | -0.001062 | -0.001422 | -0.001535 | -0.001788 | -0.00194 | -0.00235 | -0.002717 | -0.003635 | -0.004279 | -0.005664 | -0.006687 | -0.008695
-0.000405 | 0.002032 | 0.002818 | 0.003878 | 0.004545 | 0.004786 | 0.004766 | 0.004591 | 0.004174 | 0.0046 | 0.004337 | 0.004997 | 0.004982 | 0.00574 | 0.005822 | 0.006264 | 0.00583 | 0.005187 | 0.005001 | 0.004004 | 0.002903 | 0.002417 | 0.001337 | 0.000806 | 0 | -0.000961 | -0.001349 | -0.001446 | -0.001732 | -0.001784 | -0.002305 | -0.002534 | -0.003481 | -0.004037 | -0.005465 | -0.006367 | -0.008474
0.000276 | 0.002638 | 0.003441 | 0.004213 | 0.004903 | 0.005018 | 0.005048 | 0.004745 | 0.004542 | 0.004533 | 0.004304 | 0.005118 | 0.005205 | 0.005796 | 0.005887 | 0.006077 | 0.005797 | 0.005357 | 0.0049 | 0.003886 | 0.002956 | 0.002497 | 0.001496 | 0.000861 | 0 | -0.000651 | -0.001388 | -0.001194 | -0.001496 | -0.001553 | -0.002231 | -0.002331 | -0.003028 | -0.003734 | -0.004803 | -0.005716 | -0.007561
0.00069 | 0.002883 | 0.00373 | 0.004534 | 0.004984 | 0.005171 | 0.005189 | 0.004892 | 0.004671 | 0.004955 | 0.004621 | 0.005231 | 0.00517 | 0.005668 | 0.005677 | 0.005828 | 0.005433 | 0.004912 | 0.004713 | 0.003681 | 0.002621 | 0.0023 | 0.001367 | 0.000725 | 0 | -0.000763 | -0.001123 | -0.001292 | -0.00161 | -0.001564 | -0.001994 | -0.002341 | -0.00312 | -0.003556 | -0.004787 | -0.005472 | -0.007044
0.000381 | 0.002574 | 0.003482 | 0.004347 | 0.004932 | 0.005068 | 0.005163 | 0.004758 | 0.005007 | 0.004903 | 0.004644 | 0.005006 | 0.005147 | 0.005571 | 0.005518 | 0.005703 | 0.005213 | 0.004824 | 0.004478 | 0.003576 | 0.002668 | 0.002212 | 0.00127 | 0.000632 | 0 | -0.000655 | -0.000984 | -0.001129 | -0.001406 | -0.001467 | -0.001917 | -0.002081 | -0.002655 | -0.003265 | -0.004328 | -0.004996 | -0.006585
0.000259 | 0.002418 | 0.003348 | 0.004099 | 0.004754 | 0.004985 | 0.004901 | 0.004737 | 0.00462 | 0.004522 | 0.004359 | 0.004855 | 0.004861 | 0.005177 | 0.005192 | 0.00531 | 0.005083 | 0.004541 | 0.004118 | 0.003309 | 0.002455 | 0.002024 | 0.001146 | 0.000632 | 0 | -0.000543 | -0.001026 | -0.001006 | -0.001248 | -0.00135 | -0.00177 | -0.001945 | -0.002648 | -0.003019 | -0.003807 | -0.004726 | -0.006105
0.000532 | 0.002621 | 0.003539 | 0.004296 | 0.004749 | 0.005004 | 0.004931 | 0.004691 | 0.004516 | 0.004533 | 0.004349 | 0.004735 | 0.004776 | 0.005124 | 0.005034 | 0.00508 | 0.004766 | 0.004429 | 0.004064 | 0.003285 | 0.002357 | 0.002044 | 0.001305 | 0.0007 | 0 | -0.000578 | -0.000786 | -0.000849 | -0.000997 | -0.001143 | -0.001574 | -0.001701 | -0.00227 | -0.002679 | -0.00363 | -0.004246 | -0.005558
-7e-05 | 0.002001 | 0.002968 | 0.003622 | 0.004083 | 0.004346 | 0.004333 | 0.004052 | 0.00402 | 0.003896 | 0.003746 | 0.004084 | 0.004112 | 0.004471 | 0.004371 | 0.004498 | 0.004372 | 0.003867 | 0.003535 | 0.002842 | 0.002016 | 0.001607 | 0.00101 | 0.000475 | 0 | -0.000534 | -0.000868 | -0.000878 | -0.001205 | -0.001219 | -0.001517 | -0.001826 | -0.002267 | -0.002711 | -0.003494 | -0.00415 | -0.005391
0.000185 | 0.002103 | 0.002956 | 0.003586 | 0.003957 | 0.004113 | 0.004114 | 0.003922 | 0.00374 | 0.003821 | 0.003551 | 0.00385 | 0.003909 | 0.004235 | 0.004227 | 0.00431 | 0.004096 | 0.003663 | 0.003477 | 0.002726 | 0.002048 | 0.001686 | 0.001001 | 0.000585 | 0 | -0.000439 | -0.000744 | -0.000824 | -0.000874 | -0.001022 | -0.001302 | -0.001521 | -0.002052 | -0.002353 | -0.003105 | -0.003749 | -0.004922
-0.000143 | 0.001653 | 0.002479 | 0.003108 | 0.003367 | 0.0035 | 0.003557 | 0.003243 | 0.003222 | 0.003131 | 0.002969 | 0.00338 | 0.003427 | 0.003695 | 0.00374 | 0.003847 | 0.003665 | 0.00339 | 0.003081 | 0.002461 | 0.00182 | 0.001494 | 0.00087 | 0.00043 | 0 | -0.000414 | -0.000655 | -0.000796 | -0.000946 | -0.000997 | -0.001283 | -0.001473 | -0.001905 | -0.002302 | -0.002981 | -0.003705 | -0.00463
-0.000159 | 0.001524 | 0.002304 | 0.002844 | 0.003207 | 0.003403 | 0.00329 | 0.003139 | 0.002971 | 0.00287 | 0.002798 | 0.003093 | 0.003127 | 0.003469 | 0.003511 | 0.003604 | 0.003406 | 0.003079 | 0.00282 | 0.002349 | 0.001683 | 0.001393 | 0.000753 | 0.000426 | 0 | -0.000434 | -0.00061 | -0.000677 | -0.00088 | -0.00085 | -0.001256 | -0.001283 | -0.001822 | -0.002132 | -0.002777 | -0.003313 | -0.004342
-0.000447 | 0.001153 | 0.001941 | 0.00247 | 0.002791 | 0.002946 | 0.00287 | 0.002702 | 0.002624 | 0.002544 | 0.002351 | 0.002659 | 0.002773 | 0.003074 | 0.003142 | 0.003349 | 0.003128 | 0.002897 | 0.002673 | 0.002118 | 0.001548 | 0.001316 | 0.000817 | 0.000365 | 0 | -0.000367 | -0.000562 | -0.000602 | -0.000781 | -0.000799 | -0.001022 | -0.001194 | -0.001606 | -0.001926 | -0.002555 | -0.003053 | -0.004087
-0.000785 | 0.000793 | 0.001537 | 0.002084 | 0.002428 | 0.002491 | 0.002531 | 0.002357 | 0.002257 | 0.002062 | 0.002038 | 0.002345 | 0.002484 | 0.002737 | 0.002848 | 0.002987 | 0.002874 | 0.002637 | 0.002398 | 0.001917 | 0.001439 | 0.001135 | 0.000721 | 0.00042 | 0 | -0.000313 | -0.000452 | -0.000513 | -0.000609 | -0.000704 | -0.000935 | -0.001026 | -0.001437 | -0.001768 | -0.002321 | -0.00284 | -0.003768
-0.001045 | 0.000476 | 0.001205 | 0.00168 | 0.002032 | 0.002183 | 0.002141 | 0.001986 | 0.001943 | 0.001795 | 0.00167 | 0.001987 | 0.00212 | 0.002396 | 0.002521 | 0.002696 | 0.002554 | 0.002363 | 0.002184 | 0.001783 | 0.001268 | 0.00108 | 0.000615 | 0.000294 | 0 | -0.000293 | -0.000436 | -0.000484 | -0.000558 | -0.00065 | -0.00089 | -0.001025 | -0.001333 | -0.001624 | -0.002129 | -0.002683 | -0.003578
-0.001419 | 6e-05 | 0.000868 | 0.001362 | 0.00167 | 0.001792 | 0.001794 | 0.001687 | 0.001523 | 0.001384 | 0.001345 | 0.001658 | 0.001826 | 0.002133 | 0.002249 | 0.002409 | 0.002295 | 0.002178 | 0.001995 | 0.001614 | 0.001168 | 0.000972 | 0.000637 | 0.00027 | 0 | -0.000284 | -0.000404 | -0.000356 | -0.000506 | -0.000583 | -0.000753 | -0.000864 | -0.001217 | -0.001531 | -0.002001 | -0.002518 | -0.003338
-0.001782 | -0.000335 | 0.000394 | 0.000941 | 0.001219 | 0.001403 | 0.0014 | 0.001317 | 0.001143 | 0.001045 | 0.000978 | 0.001283 | 0.001402 | 0.001796 | 0.001959 | 0.002116 | 0.002023 | 0.001909 | 0.001799 | 0.001463 | 0.001053 | 0.000869 | 0.000493 | 0.000274 | 0 | -0.000212 | -0.000333 | -0.000322 | -0.000461 | -0.00043 | -0.000631 | -0.000793 | -0.001069 | -0.001341 | -0.001821 | -0.002321 | -0.003113
-0.001951 | -0.000533 | 0.000194 | 0.000719 | 0.001026 | 0.001161 | 0.001157 | 0.001052 | 0.000995 | 0.000826 | 0.000777 | 0.001031 | 0.001236 | 0.001558 | 0.001654 | 0.00187 | 0.001837 | 0.001689 | 0.001637 | 0.00127 | 0.000933 | 0.00071 | 0.000434 | 0.000242 | 0 | -0.000245 | -0.000323 | -0.000266 | -0.000367 | -0.000427 | -0.000584 | -0.00069 | -0.000999 | -0.001202 | -0.001738 | -0.002122 | -0.002879
-0.002222 | -0.000869 | -0.000116 | 0.000353 | 0.00066 | 0.000825 | 0.000828 | 0.000728 | 0.000581 | 0.000543 | 0.000465 | 0.000739 | 0.000928 | 0.001305 | 0.001364 | 0.001626 | 0.001584 | 0.001519 | 0.001374 | 0.001184 | 0.000876 | 0.00074 | 0.0005 | 0.000236 | 0 | -0.000103 | -0.000191 | -0.000181 | -0.000222 | -0.000254 | -0.000394 | -0.000511 | -0.000764 | -0.000981 | -0.001486 | -0.001892 | -0.002663
-0.002562 | -0.001212 | -0.000507 | 1e-05 | 0.000305 | 0.000456 | 0.000483 | 0.000382 | 0.000283 | 0.000247 | 0.000114 | 0.000424 | 0.000597 | 0.000939 | 0.001095 | 0.001302 | 0.001342 | 0.001264 | 0.001193 | 0.000944 | 0.000645 | 0.000568 | 0.000357 | 0.000129 | 0 | -0.000176 | -0.000227 | -0.000228 | -0.000275 | -0.000262 | -0.00045 | -0.000494 | -0.000784 | -0.001012 | -0.001422 | -0.001831 | -0.002555
-0.002892 | -0.001563 | -0.000816 | -0.000303 | 1e-06 | 0.000116 | 0.000167 | 5.8e-05 | -5.1e-05 | -7.8e-05 | -0.000177 | 0.000125 | 0.000313 | 0.000659 | 0.000839 | 0.001054 | 0.001113 | 0.00106 | 0.001039 | 0.000852 | 0.000595 | 0.00053 | 0.000328 | 0.000158 | 0 | -0.000107 | -0.000139 | -7.7e-05 | -0.000161 | -0.000154 | -0.000304 | -0.000412 | -0.000606 | -0.00088 | -0.001282 | -0.001633 | -0.002412
-0.00317 | -0.001852 | -0.001098 | -0.000611 | -0.000315 | -0.000156 | -0.000114 | -0.000223 | -0.000312 | -0.000416 | -0.000469 | -0.000146 | 3.8e-05 | 0.000399 | 0.000615 | 0.000828 | 0.000857 | 0.00094 | 0.000899 | 0.000736 | 0.000524 | 0.000492 | 0.000317 | 0.000199 | 0 | -6.9e-05 | -8.2e-05 | -4e-05 | -0.000142 | -0.000112 | -0.000215 | -0.000286 | -0.000559 | -0.000763 | -0.001121 | -0.001548 | -0.002271
-0.003462 | -0.00216 | -0.001449 | -0.000993 | -0.000647 | -0.000482 | -0.000486 | -0.000558 | -0.000657 | -0.000736 | -0.000771 | -0.000471 | -0.000222 | 0.000104 | 0.000314 | 0.000575 | 0.000669 | 0.000725 | 0.000733 | 0.000611 | 0.000459 | 0.000417 | 0.000246 | 0.000163 | 0 | -3.9e-05 | -2e-05 | 1.8e-05 | -2.3e-05 | -5.1e-05 | -0.000154 | -0.000228 | -0.000411 | -0.000694 | -0.001029 | -0.001448 | -0.002112
-0.003852 | -0.002575 | -0.001824 | -0.001326 | -0.000999 | -0.000813 | -0.000759 | -0.000832 | -0.000957 | -0.001025 | -0.001104 | -0.000791 | -0.000525 | -0.000213 | 2.2e-05 | 0.000294 | 0.000381 | 0.000497 | 0.000536 | 0.000434 | 0.00033 | 0.000337 | 0.000177 | 8.9e-05 | 0 | -4.1e-05 | -5.5e-05 | -5e-06 | -2e-06 | -3.6e-05 | -0.000153 | -0.000213 | -0.000446 | -0.000663 | -0.001009 | -0.001405 | -0.002094
-0.003999 | -0.00272 | -0.001985 | -0.001501 | -0.001132 | -0.00101 | -0.000947 | -0.001044 | -0.001153 | -0.001204 | -0.001262 | -0.000971 | -0.000742 | -0.000394 | -0.000171 | 0.000138 | 0.000303 | 0.000394 | 0.000397 | 0.000419 | 0.000262 | 0.000335 | 0.0002 | 0.000116 | 0 | -1.3e-05 | 1.2e-05 | 6e-05 | 5.9e-05 | 1.1e-05 | -7.6e-05 | -0.000133 | -0.000367 | -0.000533 | -0.000909 | -0.001291 | -0.001961
-0.004258 | -0.003004 | -0.002259 | -0.001782 | -0.001463 | -0.001275 | -0.001249 | -0.00131 | -0.001418 | -0.001496 | -0.001521 | -0.001223 | -0.000993 | -0.000648 | -0.000407 | -9e-05 | 0.000113 | 0.000265 | 0.00035 | 0.000276 | 0.000198 | 0.000231 | 0.000151 | 6.7e-05 | 0 | 1.3e-05 | 4.1e-05 | 0.000108 | 0.000103 | 0.000113 | -1.6e-05 | -9.7e-05 | -0.000263 | -0.000509 | -0.00084 | -0.001205 | -0.001853
-0.004356 | -0.003109 | -0.002365 | -0.00188 | -0.001571 | -0.001408 | -0.00138 | -0.001419 | -0.001527 | -0.001629 | -0.001638 | -0.001366 | -0.001127 | -0.000842 | -0.000551 | -0.000241 | -2.1e-05 | 0.000141 | 0.000271 | 0.00022 | 0.000147 | 0.000191 | 8.4e-05 | 2.2e-05 | 0 | -2e-05 | 9e-06 | 6.6e-05 | 6.2e-05 | 8.4e-05 | -4.1e-05 | -0.000109 | -0.000291 | -0.00049 | -0.000812 | -0.001178 | -0.001811
-0.004759 | -0.003467 | -0.00271 | -0.002213 | -0.001868 | -0.001642 | -0.001605 | -0.001673 | -0.001799 | -0.001843 | -0.001857 | -0.001559 | -0.001333 | -0.000985 | -0.000712 | -0.000333 | -0.000157 | 4.9e-05 | 0.000195 | 0.000192 | 0.000144 | 0.000193 | 0.000146 | 0.000118 | 0 | 2.4e-05 | 9.3e-05 | 0.000157 | 0.000124 | 0.00015 | 8e-05 | -1e-05 | -0.000221 | -0.00039 | -0.000738 | -0.001093 | -0.001746
-0.005127 | -0.003853 | -0.003043 | -0.002551 | -0.002169 | -0.001969 | -0.001889 | -0.001929 | -0.001976 | -0.002072 | -0.002098 | -0.001771 | -0.001506 | -0.001162 | -0.000848 | -0.00047 | -0.000247 | -5.5e-05 | 9.2e-05 | 0.000131 | 7.9e-05 | 0.000144 | 0.000102 | 3.9e-05 | 0 | 1.4e-05 | 6.9e-05 | 0.00014 | 0.000129 | 0.000159 | 3.2e-05 | -2.1e-05 | -0.000176 | -0.000413 | -0.000733 | -0.001063 | -0.001722
-0.002284 | -0.000937 | -9.7e-05 | 0.000435 | 0.000775 | 0.000979 | 0.001065 | 0.001026 | 0.000953 | 0.000937 | 0.000933 | 0.001232 | 0.001397 | 0.001599 | 0.001672 | 0.001782 | 0.001695 | 0.001597 | 0.001386 | 0.001088 | 0.000778 | 0.000586 | 0.000339 | 0.000172 | 0 | -0.000114 | -0.000148 | -0.000113 | -0.000155 | -0.000155 | -0.000242 | -0.000334 | -0.000535 | -0.000801 | -0.001142 | -0.001474 | -0.002144
-0.002105 | -0.000759 | 8.6e-05 | 0.000595 | 0.00099 | 0.001178 | 0.001261 | 0.001276 | 0.001239 | 0.00119 | 0.001177 | 0.001472 | 0.001669 | 0.001838 | 0.001929 | 0.002018 | 0.001946 | 0.001774 | 0.001558 | 0.001207 | 0.000909 | 0.000646 | 0.000379 | 0.000175 | 0 | -0.000124 | -0.000178 | -0.000151 | -0.000208 | -0.000206 | -0.000294 | -0.000426 | -0.00064 | -0.000852 | -0.001232 | -0.001611 | -0.002285
-0.001036 | 0.000251 | 0.001067 | 0.001549 | 0.001881 | 0.002045 | 0.002133 | 0.002108 | 0.002005 | 0.002014 | 0.00196 | 0.002241 | 0.002383 | 0.002514 | 0.002519 | 0.002531 | 0.002358 | 0.002134 | 0.001862 | 0.001481 | 0.001061 | 0.000806 | 0.000472 | 0.000211 | 0 | -0.000135 | -0.000225 | -0.000199 | -0.000218 | -0.000273 | -0.000384 | -0.000504 | -0.000716 | -0.000991 | -0.001333 | -0.001706 | -0.002403
0.000188 | 0.00141 | 0.002131 | 0.002569 | 0.002842 | 0.003008 | 0.003036 | 0.002957 | 0.002896 | 0.002843 | 0.002793 | 0.003013 | 0.003084 | 0.003179 | 0.003143 | 0.0031 | 0.002879 | 0.002591 | 0.002249 | 0.001778 | 0.001326 | 0.000956 | 0.000562 | 0.000233 | 0 | -0.000184 | -0.000308 | -0.0003 | -0.000354 | -0.000356 | -0.0005 | -0.000571 | -0.000834 | -0.001099 | -0.001426 | -0.001791 | -0.002469
0.000386 | 0.001631 | 0.002405 | 0.002884 | 0.003211 | 0.003378 | 0.003431 | 0.003371 | 0.003265 | 0.003251 | 0.003193 | 0.003434 | 0.003531 | 0.003614 | 0.003593 | 0.003498 | 0.003239 | 0.002914 | 0.002551 | 0.002032 | 0.00153 | 0.001121 | 0.000676 | 0.000308 | 0 | -0.000216 | -0.000317 | -0.000333 | -0.000395 | -0.000442 | -0.000545 | -0.000663 | -0.000854 | -0.001091 | -0.00146 | -0.001867 | -0.002515
0.000839 | 0.002047 | 0.0028 | 0.003281 | 0.003566 | 0.003681 | 0.00373 | 0.00365 | 0.003546 | 0.003524 | 0.003483 | 0.00369 | 0.003764 | 0.003828 | 0.003773 | 0.003706 | 0.003435 | 0.003075 | 0.002678 | 0.00222 | 0.001612 | 0.001182 | 0.000717 | 0.000337 | 0 | -0.000215 | -0.000369 | -0.000393 | -0.000454 | -0.000497 | -0.000623 | -0.000776 | -0.000992 | -0.001258 | -0.001624 | -0.002012 | -0.002716
0.001309 | 0.002588 | 0.003373 | 0.003852 | 0.004183 | 0.004369 | 0.004383 | 0.004312 | 0.004204 | 0.004144 | 0.004116 | 0.004303 | 0.004337 | 0.004395 | 0.004284 | 0.004149 | 0.003848 | 0.003448 | 0.003022 | 0.002442 | 0.001813 | 0.001318 | 0.00079 | 0.000339 | 0 | -0.000239 | -0.00041 | -0.00046 | -0.000553 | -0.000597 | -0.000743 | -0.000851 | -0.001103 | -0.001372 | -0.00174 | -0.002116 | -0.002793
0.001549 | 0.002827 | 0.003646 | 0.004092 | 0.004448 | 0.004592 | 0.004631 | 0.004591 | 0.004469 | 0.0044 | 0.004382 | 0.004589 | 0.004623 | 0.004672 | 0.004566 | 0.00441 | 0.004068 | 0.003679 | 0.003225 | 0.002671 | 0.001989 | 0.001436 | 0.000848 | 0.00038 | 0 | -0.00028 | -0.00049 | -0.000544 | -0.000601 | -0.000686 | -0.000818 | -0.000963 | -0.001204 | -0.001464 | -0.001826 | -0.002248 | -0.002909
0.00165 | 0.002962 | 0.003783 | 0.004313 | 0.004635 | 0.004803 | 0.004848 | 0.00479 | 0.004687 | 0.004658 | 0.004607 | 0.004775 | 0.00483 | 0.004855 | 0.004741 | 0.004591 | 0.004239 | 0.003818 | 0.00337 | 0.002735 | 0.002061 | 0.001481 | 0.000915 | 0.000415 | 0 | -0.000326 | -0.000538 | -0.000613 | -0.00071 | -0.000727 | -0.000897 | -0.001059 | -0.001321 | -0.001534 | -0.001935 | -0.002349 | -0.003044
0.001798 | 0.003073 | 0.003891 | 0.004383 | 0.004735 | 0.004915 | 0.004954 | 0.00488 | 0.004809 | 0.004758 | 0.004709 | 0.00489 | 0.004932 | 0.004967 | 0.004855 | 0.004667 | 0.004334 | 0.003921 | 0.003444 | 0.002842 | 0.002123 | 0.001545 | 0.000958 | 0.000452 | 0 | -0.000313 | -0.00053 | -0.000628 | -0.000729 | -0.000788 | -0.000919 | -0.001059 | -0.001335 | -0.001584 | -0.001961 | -0.002374 | -0.003092
0.001625 | 0.002931 | 0.003809 | 0.004325 | 0.004702 | 0.004874 | 0.00495 | 0.004908 | 0.004795 | 0.004766 | 0.004726 | 0.004934 | 0.00496 | 0.004977 | 0.004856 | 0.004694 | 0.004327 | 0.003945 | 0.003445 | 0.002852 | 0.002148 | 0.001532 | 0.000914 | 0.000407 | 0 | -0.000321 | -0.000569 | -0.000612 | -0.000734 | -0.0008 | -0.000959 | -0.001101 | -0.001375 | -0.00162 | -0.001987 | -0.00241 | -0.003129
0.001357 | 0.002761 | 0.003651 | 0.004208 | 0.004582 | 0.004733 | 0.004801 | 0.004753 | 0.004689 | 0.004619 | 0.004597 | 0.004799 | 0.004864 | 0.004879 | 0.004799 | 0.004651 | 0.004312 | 0.003893 | 0.003409 | 0.00283 | 0.002102 | 0.001553 | 0.000929 | 0.000434 | 0 | -0.000323 | -0.000533 | -0.000606 | -0.000707 | -0.000733 | -0.0009 | -0.001061 | -0.001316 | -0.001581 | -0.001962 | -0.002398 | -0.003107
0.001286 | 0.002508 | 0.003414 | 0.003961 | 0.004332 | 0.00453 | 0.004579 | 0.004537 | 0.004457 | 0.004427 | 0.004399 | 0.004628 | 0.004714 | 0.004755 | 0.004682 | 0.004557 | 0.004208 | 0.003827 | 0.003368 | 0.002772 | 0.00207 | 0.001549 | 0.000956 | 0.000391 | 0 | -0.000309 | -0.000563 | -0.000617 | -0.000726 | -0.000769 | -0.000909 | -0.001065 | -0.001297 | -0.00158 | -0.001948 | -0.002319 | -0.003041
0.001045 | 0.002426 | 0.003352 | 0.003895 | 0.004299 | 0.00448 | 0.004534 | 0.004467 | 0.004406 | 0.004337 | 0.004286 | 0.004534 | 0.004566 | 0.004575 | 0.004499 | 0.004315 | 0.004022 | 0.003641 | 0.003185 | 0.002637 | 0.001985 | 0.001448 | 0.000901 | 0.000387 | 0 | -0.000298 | -0.000526 | -0.000582 | -0.000648 | -0.000717 | -0.000891 | -0.001032 | -0.001279 | -0.001522 | -0.001934 | -0.002324 | -0.00303
0.001007 | 0.002292 | 0.003101 | 0.003609 | 0.003964 | 0.004147 | 0.004176 | 0.00416 | 0.004048 | 0.004045 | 0.00404 | 0.004214 | 0.004302 | 0.004366 | 0.004303 | 0.004161 | 0.003858 | 0.003521 | 0.00309 | 0.002562 | 0.001873 | 0.001376 | 0.000847 | 0.000386 | 0 | -0.000295 | -0.000496 | -0.000535 | -0.000636 | -0.000657 | -0.000806 | -0.000967 | -0.001215 | -0.001454 | -0.001838 | -0.002247 | -0.002945
0.000707 | 0.002002 | 0.002824 | 0.003332 | 0.003678 | 0.003866 | 0.003953 | 0.003876 | 0.003822 | 0.003757 | 0.003753 | 0.003966 | 0.004043 | 0.004129 | 0.004048 | 0.003983 | 0.00369 | 0.003363 | 0.002952 | 0.002419 | 0.001817 | 0.001325 | 0.000785 | 0.000374 | 0 | -0.000288 | -0.000484 | -0.00051 | -0.000582 | -0.000631 | -0.000787 | -0.000917 | -0.001166 | -0.001382 | -0.001795 | -0.002152 | -0.002873
0.000782 | 0.002022 | 0.002807 | 0.003299 | 0.00361 | 0.003773 | 0.003804 | 0.003751 | 0.003683 | 0.003629 | 0.003632 | 0.003795 | 0.003886 | 0.003966 | 0.003867 | 0.003804 | 0.003475 | 0.00316 | 0.002796 | 0.00231 | 0.001678 | 0.001247 | 0.000776 | 0.000358 | 0 | -0.000244 | -0.000449 | -0.00045 | -0.000553 | -0.000581 | -0.000737 | -0.000865 | -0.001055 | -0.001345 | -0.001743 | -0.002065 | -0.002769
0.000693 | 0.001863 | 0.00255 | 0.002985 | 0.003282 | 0.003469 | 0.003463 | 0.003445 | 0.00337 | 0.003319 | 0.003284 | 0.003484 | 0.003549 | 0.003652 | 0.003604 | 0.003541 | 0.003271 | 0.002969 | 0.002615 | 0.002152 | 0.00159 | 0.001145 | 0.000683 | 0.000289 | 0 | -0.00028 | -0.000436 | -0.000437 | -0.000538 | -0.000552 | -0.000688 | -0.000828 | -0.00105 | -0.001322 | -0.001625 | -0.00204 | -0.002711
0.000662 | 0.001776 | 0.002463 | 0.002872 | 0.003102 | 0.00329 | 0.0033 | 0.003279 | 0.003165 | 0.003109 | 0.003079 | 0.00331 | 0.003402 | 0.003501 | 0.003449 | 0.003392 | 0.003129 | 0.002838 | 0.0025 | 0.002055 | 0.001558 | 0.001119 | 0.000654 | 0.000309 | 0 | -0.000245 | -0.000394 | -0.000395 | -0.000442 | -0.000499 | -0.000648 | -0.000761 | -0.001003 | -0.001229 | -0.001555 | -0.001935 | -0.002598
0.000782 | 0.001842 | 0.002432 | 0.002821 | 0.003059 | 0.003156 | 0.003195 | 0.003131 | 0.003075 | 0.002999 | 0.002963 | 0.003144 | 0.003239 | 0.003324 | 0.003293 | 0.003239 | 0.003009 | 0.002703 | 0.002424 | 0.001942 | 0.001418 | 0.001016 | 0.000609 | 0.000276 | 0 | -0.00028 | -0.000376 | -0.000413 | -0.000483 | -0.000493 | -0.000656 | -0.00074 | -0.000961 | -0.001207 | -0.001526 | -0.001878 | -0.002529
0.000814 | 0.00182 | 0.002394 | 0.002699 | 0.002901 | 0.003016 | 0.003048 | 0.002916 | 0.002843 | 0.002809 | 0.0027 | 0.002944 | 0.002997 | 0.003118 | 0.003105 | 0.003082 | 0.002841 | 0.002582 | 0.002297 | 0.001854 | 0.001361 | 0.00099 | 0.0006 | 0.000251 | 0 | -0.000212 | -0.00035 | -0.000344 | -0.000418 | -0.000454 | -0.000608 | -0.000685 | -0.000896 | -0.001147 | -0.001456 | -0.001831 | -0.002463
0.000606 | 0.001622 | 0.002188 | 0.002546 | 0.002761 | 0.002868 | 0.002844 | 0.002713 | 0.002651 | 0.002601 | 0.002529 | 0.002761 | 0.002873 | 0.002966 | 0.002926 | 0.002943 | 0.002701 | 0.00245 | 0.002178 | 0.001783 | 0.001295 | 0.000939 | 0.000554 | 0.000227 | 0 | -0.000231 | -0.000314 | -0.000305 | -0.000378 | -0.000404 | -0.000525 | -0.000641 | -0.00084 | -0.00111 | -0.001392 | -0.001733 | -0.002396
0.000469 | 0.001511 | 0.002063 | 0.00243 | 0.002667 | 0.002758 | 0.002741 | 0.002682 | 0.002556 | 0.002557 | 0.002457 | 0.002667 | 0.002709 | 0.002855 | 0.002806 | 0.002815 | 0.002588 | 0.002363 | 0.002095 | 0.001705 | 0.001238 | 0.000904 | 0.000498 | 0.000256 | 0 | -0.000176 | -0.000288 | -0.000326 | -0.000372 | -0.000408 | -0.000513 | -0.000621 | -0.000834 | -0.001028 | -0.001367 | -0.001712 | -0.002334
0.000306 | 0.001319 | 0.001867 | 0.00221 | 0.002416 | 0.00249 | 0.002462 | 0.002386 | 0.002258 | 0.002248 | 0.002205 | 0.002415 | 0.002509 | 0.002642 | 0.002626 | 0.002636 | 0.002438 | 0.002227 | 0.00196 | 0.001601 | 0.001211 | 0.000877 | 0.000492 | 0.000228 | 0 | -0.000166 | -0.000304 | -0.000283 | -0.00034 | -0.000358 | -0.000515 | -0.000562 | -0.000794 | -0.001017 | -0.001375 | -0.001681 | -0.002319
0.000128 | 0.001167 | 0.001725 | 0.002058 | 0.002281 | 0.002354 | 0.00234 | 0.002304 | 0.002179 | 0.002078 | 0.002026 | 0.002249 | 0.002336 | 0.002515 | 0.002488 | 0.0025 | 0.00234 | 0.002096 | 0.001905 | 0.00156 | 0.001064 | 0.000834 | 0.000456 | 0.000247 | 0 | -0.00014 | -0.000275 | -0.000234 | -0.000341 | -0.00032 | -0.000514 | -0.000558 | -0.000807 | -0.001011 | -0.00132 | -0.001631 | -0.002275
-0.000195 | 0.000899 | 0.001445 | 0.001792 | 0.002011 | 0.002118 | 0.002079 | 0.002008 | 0.001901 | 0.001852 | 0.001757 | 0.002011 | 0.002096 | 0.002306 | 0.002234 | 0.002318 | 0.002136 | 0.001976 | 0.001795 | 0.001432 | 0.001008 | 0.00074 | 0.000409 | 0.000175 | 0 | -0.000157 | -0.00023 | -0.000236 | -0.000292 | -0.000331 | -0.000463 | -0.000543 | -0.000751 | -0.001036 | -0.001316 | -0.001598 | -0.002221
-0.000462 | 0.000628 | 0.001263 | 0.001606 | 0.001839 | 0.001947 | 0.001914 | 0.001846 | 0.001718 | 0.001682 | 0.00163 | 0.001867 | 0.001944 | 0.002122 | 0.002117 | 0.002168 | 0.002026 | 0.001884 | 0.001662 | 0.001377 | 0.000958 | 0.000747 | 0.000448 | 0.000216 | 0 | -0.000118 | -0.000184 | -0.000179 | -0.00029 | -0.000324 | -0.00044 | -0.000505 | -0.000775 | -0.000981 | -0.001274 | -0.001622 | -0.002212
-0.00068 | 0.00045 | 0.000995 | 0.001349 | 0.001606 | 0.001693 | 0.001674 | 0.001558 | 0.001466 | 0.001403 | 0.001348 | 0.001592 | 0.001693 | 0.001901 | 0.001957 | 0.002006 | 0.00186 | 0.001776 | 0.001561 | 0.001301 | 0.000915 | 0.000717 | 0.000412 | 0.000168 | 0 | -5.9e-05 | -0.000143 | -9.2e-05 | -0.000203 | -0.000214 | -0.000361 | -0.000454 | -0.000683 | -0.000889 | -0.001192 | -0.001547 | -0.002144
-0.001034 | 0.000114 | 0.000718 | 0.001079 | 0.001266 | 0.001427 | 0.00137 | 0.001326 | 0.0012 | 0.001174 | 0.001053 | 0.001343 | 0.001441 | 0.001613 | 0.00172 | 0.001806 | 0.001681 | 0.001499 | 0.001408 | 0.001116 | 0.000736 | 0.000626 | 0.000287 | 0.000138 | 0 | -0.00014 | -0.00018 | -0.00016 | -0.000218 | -0.000254 | -0.000365 | -0.000479 | -0.000694 | -0.000936 | -0.00128 | -0.001549 | -0.002134
-0.001527 | -0.000321 | 0.000321 | 0.000746 | 0.000973 | 0.001095 | 0.001126 | 0.001016 | 0.000916 | 0.000898 | 0.000771 | 0.001047 | 0.00116 | 0.001395 | 0.001443 | 0.001558 | 0.001445 | 0.001373 | 0.001252 | 0.000947 | 0.000628 | 0.000512 | 0.000193 | 0.000109 | 0 | -0.000207 | -0.000197 | -0.000154 | -0.000242 | -0.000247 | -0.000371 | -0.000472 | -0.000748 | -0.000885 | -0.001247 | -0.001529 | -0.002156
-0.001707 | -0.000488 | 0.000149 | 0.000533 | 0.000762 | 0.00091 | 0.000866 | 0.000841 | 0.00072 | 0.000637 | 0.00059 | 0.000857 | 0.000964 | 0.001191 | 0.001306 | 0.001452 | 0.001353 | 0.001245 | 0.001136 | 0.000938 | 0.000655 | 0.000517 | 0.000302 | 0.000153 | 0 | -2.9e-05 | -4e-05 | -3.9e-05 | -0.000109 | -8.4e-05 | -0.000251 | -0.000338 | -0.000551 | -0.000766 | -0.001117 | -0.001378 | -0.002023
-0.00191 | -0.000655 | -4e-05 | 0.000371 | 0.000584 | 0.000724 | 0.000664 | 0.000644 | 0.000533 | 0.000501 | 0.000431 | 0.000657 | 0.000832 | 0.001041 | 0.001058 | 0.001239 | 0.00119 | 0.001106 | 0.001065 | 0.000843 | 0.000526 | 0.000468 | 0.0002 | 0.000159 | 0 | -6e-05 | -7.7e-05 | -3.1e-05 | -6.5e-05 | -8.9e-05 | -0.000238 | -0.000295 | -0.000603 | -0.000719 | -0.001058 | -0.001374 | -0.001942
-0.002227 | -0.000995 | -0.000306 | 9e-05 | 0.000334 | 0.000437 | 0.000438 | 0.000398 | 0.000251 | 0.000236 | 0.000109 | 0.000424 | 0.000533 | 0.000789 | 0.000873 | 0.001058 | 0.000993 | 0.000925 | 0.000904 | 0.000699 | 0.000513 | 0.000406 | 0.000242 | 0.000108 | 0 | -3.4e-05 | -1.8e-05 | -1e-05 | -3.2e-05 | -8.9e-05 | -0.000175 | -0.000324 | -0.00052 | -0.000685 | -0.001027 | -0.00129 | -0.001878
-0.002573 | -0.001291 | -0.000627 | -0.000237 | 8e-06 | 0.000178 | 0.000101 | 1.6e-05 | -8.1e-05 | -6.7e-05 | -0.00013 | 0.000147 | 0.000243 | 0.000507 | 0.000636 | 0.00078 | 0.000747 | 0.00072 | 0.000764 | 0.000564 | 0.000297 | 0.000284 | 0.000135 | 5.5e-05 | 0 | -9.3e-05 | -8.6e-05 | -1e-06 | -3.9e-05 | -6.8e-05 | -0.000246 | -0.000259 | -0.000478 | -0.000699 | -0.001018 | -0.001303 | -0.001888
-0.002796 | -0.001504 | -0.000856 | -0.000374 | -0.000154 | -3.2e-05 | -6.3e-05 | -8e-05 | -0.000123 | -0.000186 | -0.00038 | -3.5e-05 | 0.00011 | 0.000403 | 0.000484 | 0.000643 | 0.000643 | 0.000708 | 0.000726 | 0.000494 | 0.000377 | 0.000298 | 0.000109 | 9.6e-05 | 0 | 3.1e-05 | -2.9e-05 | 6.8e-05 | 4e-05 | -1.7e-05 | -0.000144 | -0.000166 | -0.000403 | -0.000592 | -0.000933 | -0.001194 | -0.001729
-0.002873 | -0.0016 | -0.000987 | -0.000543 | -0.000257 | -0.00017 | -0.000157 | -0.000269 | -0.000412 | -0.00032 | -0.000514 | -0.00023 | -3.5e-05 | 0.000199 | 0.000285 | 0.000483 | 0.000517 | 0.00052 | 0.000547 | 0.000407 | 0.000216 | 0.000272 | 5.3e-05 | 8.9e-05 | 0 | -2e-05 | -6e-06 | 5.3e-05 | -5e-06 | -9e-06 | -0.000127 | -0.000106 | -0.000389 | -0.000581 | -0.000857 | -0.001139 | -0.001729
-0.003394 | -0.002029 | -0.001365 | -0.000895 | -0.000666 | -0.000507 | -0.000517 | -0.000499 | -0.000577 | -0.000682 | -0.00068 | -0.000377 | -0.000284 | 2.3e-05 | 8.8e-05 | 0.00036 | 0.000323 | 0.000402 | 0.000408 | 0.000393 | 0.000197 | 0.000169 | 0.000112 | 4.7e-05 | 0 | -4.2e-05 | 1.2e-05 | 8e-05 | 5.1e-05 | 7.3e-05 | -0.000133 | -0.000118 | -0.000346 | -0.000541 | -0.000815 | -0.001122 | -0.001698
-0.003572 | -0.002165 | -0.001503 | -0.001038 | -0.000756 | -0.000603 | -0.000669 | -0.000702 | -0.000786 | -0.000724 | -0.000904 | -0.000561 | -0.000414 | -0.000133 | -1.9e-05 | 0.00019 | 0.000246 | 0.000255 | 0.000351 | 0.000234 | 3.3e-05 | 0.000195 | 9e-06 | -9e-06 | 0 | -8.6e-05 | -3.5e-05 | 3.6e-05 | 4.5e-05 | -2e-05 | -0.000115 | -0.000227 | -0.000394 | -0.000571 | -0.000861 | -0.001084 | -0.001708
-0.003723 | -0.002307 | -0.001646 | -0.001184 | -0.000901 | -0.000719 | -0.000751 | -0.000772 | -0.000853 | -0.000915 | -0.001 | -0.000677 | -0.000591 | -0.000321 | -0.000171 | 6.7e-05 | 0.000157 | 0.00018 | 0.000243 | 0.000163 | -4.1e-05 | 0.000156 | -1e-05 | 2.3e-05 | 0 | -0.000127 | -4.8e-05 | 4.1e-05 | 1.3e-05 | 8e-06 | -0.000138 | -0.000209 | -0.000375 | -0.000556 | -0.000874 | -0.001074 | -0.001718
-0.003913 | -0.002438 | -0.001744 | -0.001251 | -0.000914 | -0.000811 | -0.000835 | -0.000887 | -0.000989 | -0.000939 | -0.001081 | -0.000703 | -0.000576 | -0.000266 | -0.000182 | 9.5e-05 | 0.0002 | 0.00025 | 0.000294 | 0.000221 | 6.5e-05 | 0.000117 | -3e-06 | 1.1e-05 | 0 | 1.1e-05 | 3.8e-05 | 0.000167 | 4.1e-05 | 0.000132 | 4e-06 | -3e-05 | -0.000296 | -0.000449 | -0.000783 | -0.001015 | -0.001595
-0.003574 | -0.002137 | -0.001396 | -0.000944 | -0.000685 | -0.00052 | -0.000462 | -0.000546 | -0.000601 | -0.000638 | -0.000737 | -0.000399 | -0.000314 | -5.5e-05 | 1.3e-05 | 0.000243 | 0.000281 | 0.00027 | 0.000395 | 0.000322 | 0.000141 | 0.000163 | 6.4e-05 | 0.000122 | 0 | 7e-06 | 8.5e-05 | 0.00021 | 0.000157 | 0.000155 | -6e-06 | -2.2e-05 | -0.000281 | -0.000401 | -0.000699 | -0.000927 | -0.001527
-0.003469 | -0.002029 | -0.00143 | -0.00096 | -0.000699 | -0.000541 | -0.000588 | -0.0007 | -0.000715 | -0.000739 | -0.000852 | -0.000532 | -0.000424 | -0.000163 | -3.4e-05 | 0.000246 | 0.000216 | 0.000305 | 0.000412 | 0.000203 | 3.6e-05 | 0.000177 | 9e-06 | 2.2e-05 | 0 | -1.9e-05 | -1.7e-05 | 8.2e-05 | 9e-05 | 2.2e-05 | -9.8e-05 | -0.000125 | -0.000303 | -0.000504 | -0.000771 | -0.001002 | -0.001617
-0.00366 | -0.002132 | -0.001465 | -0.000961 | -0.00074 | -0.000594 | -0.000582 | -0.000567 | -0.000693 | -0.000708 | -0.000794 | -0.000454 | -0.000328 | -9.2e-05 | 1.3e-05 | 0.000213 | 0.000273 | 0.000265 | 0.000452 | 0.000298 | 5.2e-05 | 0.000124 | -1e-05 | -4.6e-05 | 0 | -0.000111 | -2.5e-05 | 0.000113 | 2.1e-05 | 9.8e-05 | -8.9e-05 | -0.000153 | -0.000312 | -0.000476 | -0.00085 | -0.001102 | -0.00163
-0.003733 | -0.002182 | -0.001479 | -0.000931 | -0.000679 | -0.000523 | -0.000546 | -0.000671 | -0.000657 | -0.00061 | -0.00075 | -0.000456 | -0.000448 | -2.4e-05 | 1.9e-05 | 0.000321 | 0.000224 | 0.000253 | 0.000395 | 0.000201 | 5.4e-05 | 0.000197 | -2.6e-05 | 5.7e-05 | 0 | -4e-05 | -4.6e-05 | 1.7e-05 | -2.3e-05 | 9.6e-05 | -0.000179 | -7.6e-05 | -0.000288 | -0.000489 | -0.000887 | -0.001098 | -0.001742
-0.003397 | -0.001819 | -0.001112 | -0.000602 | -0.000359 | -0.00019 | -0.000222 | -0.000198 | -0.000324 | -0.000301 | -0.000416 | -6.4e-05 | -4.5e-05 | 0.000278 | 0.000356 | 0.000593 | 0.000552 | 0.000529 | 0.000585 | 0.000507 | 0.000271 | 0.000265 | 0.000172 | 0.000149 | 0 | 4.4e-05 | -4.3e-05 | 0.0001 | 6.4e-05 | 6e-05 | -0.000105 | -7.3e-05 | -0.000316 | -0.000468 | -0.000718 | -0.000962 | -0.001537

## ACS159_CC_tcarray
0.060897 | 0.062996 | 0.06084 | 0.057975 | 0.05436 | 0.051385 | 0.04932 | 0.044611 | 0.04252 | 0.037991 | 0.036402 | 0.034529 | 0.031788 | 0.029589 | 0.027252 | 0.026049 | 0.021041 | 0.019948 | 0.016424 | 0.014833 | 0.010667 | 0.007442 | 0.005907 | 0.004206 | 0 | 0.000952 | -0.000295 | -0.00157 | -0.001631 | -0.003345 | -0.008846 | -0.008511 | -0.010967 | -0.012325 | -0.017138 | -0.018704 | -0.019911
0.052018 | 0.053472 | 0.053046 | 0.051044 | 0.047592 | 0.043776 | 0.040471 | 0.037891 | 0.035021 | 0.032217 | 0.029881 | 0.0296 | 0.026764 | 0.024875 | 0.022909 | 0.021257 | 0.018401 | 0.014338 | 0.012954 | 0.011328 | 0.008114 | 0.00696 | 0.004993 | 0.003646 | 0 | 0.000192 | -0.001027 | -0.002587 | -0.002392 | -0.003921 | -0.007132 | -0.007269 | -0.010782 | -0.01159 | -0.014447 | -0.016279 | -0.017957
0.04757 | 0.048792 | 0.047423 | 0.045681 | 0.04253 | 0.03968 | 0.037248 | 0.033548 | 0.032309 | 0.029492 | 0.028712 | 0.026813 | 0.023832 | 0.023146 | 0.021348 | 0.019358 | 0.016845 | 0.014541 | 0.01139 | 0.011178 | 0.007796 | 0.006294 | 0.006635 | 0.004846 | 0 | 0.002267 | 0.001078 | 0.000407 | 0.000363 | -0.00195 | -0.004154 | -0.005142 | -0.006968 | -0.008804 | -0.011213 | -0.01264 | -0.013519
0.039025 | 0.04075 | 0.040023 | 0.037546 | 0.035671 | 0.032947 | 0.031007 | 0.029296 | 0.025758 | 0.024617 | 0.023032 | 0.021429 | 0.020001 | 0.018476 | 0.01636 | 0.015731 | 0.013603 | 0.01263 | 0.009717 | 0.008666 | 0.006277 | 0.005611 | 0.004144 | 0.003292 | 0 | 0.000914 | 0.00029 | -0.00093 | -0.001107 | -0.002616 | -0.00407 | -0.004133 | -0.005572 | -0.006518 | -0.009336 | -0.010666 | -0.011037
0.033345 | 0.034562 | 0.034794 | 0.03349 | 0.031096 | 0.029022 | 0.026412 | 0.024318 | 0.02274 | 0.020808 | 0.01941 | 0.018782 | 0.01758 | 0.016948 | 0.014471 | 0.013568 | 0.010899 | 0.009036 | 0.008125 | 0.006687 | 0.005673 | 0.003777 | 0.003422 | 0.002181 | 0 | 0.001427 | -9.4e-05 | -0.000194 | 0.000532 | -0.000115 | -0.003347 | -0.003159 | -0.004727 | -0.005385 | -0.007915 | -0.008504 | -0.009981
0.027323 | 0.02899 | 0.028743 | 0.026967 | 0.025118 | 0.023274 | 0.021358 | 0.020468 | 0.018459 | 0.017167 | 0.015831 | 0.014861 | 0.013756 | 0.011996 | 0.011636 | 0.011396 | 0.009408 | 0.008305 | 0.006188 | 0.005829 | 0.004157 | 0.003412 | 0.003249 | 0.001491 | 0 | 0.000379 | 0.000419 | -0.000401 | -0.000426 | -0.001413 | -0.002704 | -0.002731 | -0.00436 | -0.004789 | -0.006392 | -0.008167 | -0.008354
0.023375 | 0.024955 | 0.02494 | 0.023969 | 0.022271 | 0.020771 | 0.019658 | 0.017723 | 0.016255 | 0.014392 | 0.013681 | 0.012879 | 0.011856 | 0.011408 | 0.0103 | 0.009105 | 0.007416 | 0.006388 | 0.0059 | 0.005019 | 0.00371 | 0.002434 | 0.001873 | 0.001912 | 0 | 0.000596 | 0.000447 | 0.000368 | 0.000113 | -0.000643 | -0.001791 | -0.001776 | -0.003075 | -0.003036 | -0.004946 | -0.005276 | -0.006085
0.017595 | 0.01884 | 0.019262 | 0.018894 | 0.017599 | 0.015853 | 0.014483 | 0.012679 | 0.011944 | 0.011185 | 0.010567 | 0.01 | 0.008963 | 0.008875 | 0.007505 | 0.007298 | 0.005822 | 0.005244 | 0.003969 | 0.003773 | 0.00255 | 0.001839 | 0.002044 | 0.001945 | 0 | 0.000425 | 0.000285 | 0.000489 | 0.000549 | -0.000404 | -0.001114 | -0.001397 | -0.002148 | -0.002673 | -0.004055 | -0.004881 | -0.005059
0.015472 | 0.016779 | 0.016703 | 0.016055 | 0.015179 | 0.014017 | 0.012793 | 0.011792 | 0.010971 | 0.009729 | 0.009371 | 0.008852 | 0.008112 | 0.007528 | 0.007224 | 0.006768 | 0.005723 | 0.005133 | 0.003949 | 0.00369 | 0.002834 | 0.002363 | 0.0018 | 0.001533 | 0 | 0.000766 | 0.000876 | 0.000261 | 0.000468 | 0.000302 | -0.000844 | -0.000277 | -0.001445 | -0.001472 | -0.002402 | -0.003105 | -0.003721
0.010949 | 0.011959 | 0.012743 | 0.012366 | 0.011325 | 0.010423 | 0.009897 | 0.008803 | 0.007718 | 0.007058 | 0.006316 | 0.006286 | 0.005911 | 0.005743 | 0.005176 | 0.004678 | 0.004077 | 0.003457 | 0.002871 | 0.00234 | 0.001417 | 0.00126 | 0.001393 | 0.001098 | 0 | 0.000637 | 0.000211 | 0.000265 | 0.000713 | 0.000242 | -0.000271 | -0.000545 | -0.00099 | -0.001437 | -0.002445 | -0.00319 | -0.003521
0.009222 | 0.010644 | 0.010912 | 0.01067 | 0.010066 | 0.00896 | 0.008276 | 0.007333 | 0.006792 | 0.006414 | 0.005534 | 0.005602 | 0.004872 | 0.004848 | 0.004375 | 0.004363 | 0.003481 | 0.003081 | 0.002257 | 0.002117 | 0.001438 | 0.001304 | 0.000938 | 0.000901 | 0 | 0.00043 | 0.00043 | 0.000795 | 0.001064 | 0.000355 | -0.000102 | -1e-05 | -0.000564 | -0.000633 | -0.001994 | -0.002042 | -0.002637
0.005283 | 0.006742 | 0.007296 | 0.007045 | 0.006727 | 0.006225 | 0.005768 | 0.004969 | 0.0046 | 0.004042 | 0.003819 | 0.003643 | 0.003409 | 0.003423 | 0.003034 | 0.00326 | 0.002602 | 0.00232 | 0.001728 | 0.001943 | 0.001066 | 0.000745 | 0.000783 | 0.001047 | 0 | 0.000397 | 0.000386 | 0.000439 | 0.000505 | 0.000448 | 1.3e-05 | -0.000137 | -0.000314 | -0.000524 | -0.001251 | -0.001844 | -0.002368
0.003553 | 0.004884 | 0.006184 | 0.006299 | 0.005914 | 0.005039 | 0.004952 | 0.004048 | 0.003852 | 0.00356 | 0.003166 | 0.003103 | 0.003059 | 0.002947 | 0.002725 | 0.00265 | 0.002379 | 0.002191 | 0.001888 | 0.001388 | 0.001156 | 0.000959 | 0.001038 | 0.000844 | 0 | 0.000685 | 0.000602 | 0.00059 | 0.001038 | 0.000851 | 0.000322 | 0.000705 | 8.1e-05 | -0.000112 | -0.000927 | -0.001179 | -0.00164
0.002871 | 0.004399 | 0.004926 | 0.004917 | 0.00486 | 0.004448 | 0.00405 | 0.003632 | 0.003172 | 0.002529 | 0.002796 | 0.002788 | 0.002675 | 0.002605 | 0.00237 | 0.0023 | 0.001997 | 0.001807 | 0.001332 | 0.001556 | 0.001175 | 0.000777 | 0.000689 | 0.000842 | 0 | 0.000529 | 0.000486 | 0.000832 | 0.000873 | 0.000891 | 0.000363 | 0.000612 | 0.000417 | 7.1e-05 | -0.000335 | -0.001223 | -0.001471
-0.000273 | 0.001254 | 0.002402 | 0.00244 | 0.002236 | 0.00218 | 0.002003 | 0.001603 | 0.001445 | 0.001374 | 0.001149 | 0.001371 | 0.001289 | 0.001432 | 0.00148 | 0.001818 | 0.001183 | 0.001323 | 0.000882 | 0.000836 | 0.000461 | 0.000611 | 0.000583 | 0.000553 | 0 | 0.000198 | 0.000668 | 0.000549 | 0.000864 | 0.000966 | 0.000628 | 0.000727 | 0.000338 | 0.000342 | -0.00043 | -0.00048 | -0.001266
-0.001358 | 0.000179 | 0.001302 | 0.001991 | 0.002037 | 0.001658 | 0.001579 | 0.001115 | 0.001152 | 0.000746 | 0.000923 | 0.00097 | 0.001134 | 0.001166 | 0.00116 | 0.001271 | 0.00128 | 0.000878 | 0.00085 | 0.000761 | 0.000414 | 0.000194 | 0.000385 | 0.000427 | 0 | 0.000421 | 0.00036 | 0.000592 | 0.000847 | 0.00069 | 0.000337 | 0.000769 | 0.000449 | 0.000288 | -0.000241 | -0.000542 | -0.000883
-0.001489 | 0.000165 | 0.001018 | 0.001051 | 0.001364 | 0.001421 | 0.001265 | 0.000854 | 0.00104 | 0.000696 | 0.000887 | 0.001012 | 0.000886 | 0.001083 | 0.001195 | 0.0012 | 0.001081 | 0.001231 | 0.000711 | 0.000873 | 0.000677 | 0.000596 | 0.00045 | 0.000542 | 0 | 0.000475 | 0.00056 | 0.000871 | 0.000853 | 0.000853 | 0.000764 | 0.000869 | 0.000706 | 0.000738 | 0.000276 | -0.000261 | -0.000617
-0.00294 | -0.001555 | -0.000263 | 0.000242 | 0.000281 | 2.8e-05 | 0.000209 | 0.000301 | 3.8e-05 | 0.000161 | 0.000132 | 0.00029 | 0.000512 | 0.000647 | 0.000725 | 0.000984 | 0.000774 | 0.000607 | 0.000786 | 0.000458 | 0.00043 | 0.000351 | 0.000507 | 0.000519 | 0 | 0.000313 | 0.00064 | 0.000536 | 0.001256 | 0.001193 | 0.000824 | 0.000937 | 0.000916 | 0.000704 | 0.000136 | -0.000156 | -0.000586
-0.003346 | -0.001736 | -0.00057 | -0.000104 | 0.000161 | 8.2e-05 | 0.000152 | -5.6e-05 | 0.00026 | -2.5e-05 | 1.1e-05 | 0.000414 | 0.000421 | 0.000546 | 0.000562 | 0.000812 | 0.000881 | 0.000704 | 0.000597 | 0.000747 | 0.000429 | 0.00034 | 0.000446 | 0.000518 | 0 | 0.000381 | 0.000537 | 0.000789 | 0.000879 | 0.000794 | 0.000838 | 0.001038 | 0.000846 | 0.000791 | 0.000377 | 0.000115 | -0.000388
-0.004078 | -0.002601 | -0.001471 | -0.001176 | -0.000751 | -0.000528 | -0.000567 | -0.000393 | -0.000437 | -0.0004 | -0.000185 | -3.8e-05 | -4.3e-05 | 0.000247 | 0.000409 | 0.000678 | 0.000386 | 0.000627 | 0.000324 | 0.000444 | 0.000239 | 0.000302 | 0.00026 | 0.000418 | 0 | 0.000401 | 0.000472 | 0.000637 | 0.000937 | 0.001081 | 0.00088 | 0.000953 | 0.000768 | 0.00092 | 0.000486 | 0.000106 | -0.000344
-0.004107 | -0.002823 | -0.001541 | -0.000885 | -0.000824 | -0.000808 | -0.000498 | -0.000608 | -0.000573 | -0.000475 | -0.000456 | -0.000245 | 4.3e-05 | 9.3e-05 | 0.000268 | 0.000277 | 0.000429 | 0.00028 | 0.000335 | 0.000248 | 0.0001 | -8e-06 | 0.000145 | 0.000312 | 0 | 0.000201 | 0.000436 | 0.000579 | 0.000886 | 0.000752 | 0.000879 | 0.00109 | 0.000975 | 0.000767 | 0.000444 | 0.000245 | -0.000305
-0.004763 | -0.003249 | -0.002268 | -0.00178 | -0.001187 | -0.001132 | -0.000962 | -0.000989 | -0.000756 | -0.000898 | -0.000649 | -0.000401 | -0.000282 | -6.2e-05 | 5.7e-05 | 0.000225 | 0.000279 | 0.00036 | 0.000239 | 0.000279 | 0.000203 | 0.000118 | 9.3e-05 | 0.000255 | 0 | 0.000243 | 0.000388 | 0.000587 | 0.000846 | 0.000916 | 0.00078 | 0.000971 | 0.000831 | 0.000949 | 0.000689 | 0.00024 | -8.6e-05
-0.004693 | -0.003297 | -0.002047 | -0.001608 | -0.001315 | -0.001096 | -0.000817 | -0.000784 | -0.000831 | -0.0007 | -0.00061 | -0.00033 | -0.00032 | 1e-05 | 4.7e-05 | 0.000362 | 0.000249 | 0.00037 | 0.000155 | 0.000244 | 0.000104 | 7.3e-05 | 0.000168 | 0.00016 | 0 | 0.000211 | 0.000414 | 0.000706 | 0.00099 | 0.001062 | 0.000911 | 0.001206 | 0.00107 | 0.001032 | 0.000702 | 0.000437 | -4.6e-05
-0.005861 | -0.004397 | -0.003119 | -0.002287 | -0.002002 | -0.001871 | -0.001612 | -0.001598 | -0.001372 | -0.001427 | -0.001341 | -0.000977 | -0.000694 | -0.000481 | -0.000304 | -2.9e-05 | -1.9e-05 | -5.9e-05 | 2.7e-05 | 8.4e-05 | -3.8e-05 | -0.000168 | 8.3e-05 | 6.8e-05 | 0 | 0.00024 | 0.000434 | 0.000626 | 0.000886 | 0.000978 | 0.000978 | 0.001119 | 0.000998 | 0.001003 | 0.000675 | 0.00043 | 4.1e-05
-0.005438 | -0.003915 | -0.002856 | -0.00246 | -0.001831 | -0.001551 | -0.001346 | -0.001393 | -0.001159 | -0.001224 | -0.00099 | -0.00067 | -0.00058 | -0.00038 | -0.000194 | 6.7e-05 | 6.4e-05 | 0.00022 | 0.000146 | 0.000198 | 6.1e-05 | 0.000188 | 0.00019 | 0.000298 | 0 | 0.000339 | 0.000524 | 0.000834 | 0.00094 | 0.001118 | 0.001088 | 0.001218 | 0.001208 | 0.001224 | 0.001049 | 0.000738 | 0.000295
-0.005899 | -0.004606 | -0.003241 | -0.002677 | -0.002333 | -0.002135 | -0.001796 | -0.001587 | -0.001614 | -0.001471 | -0.001264 | -0.001088 | -0.000779 | -0.000488 | -0.000315 | -0.000104 | -9.2e-05 | 5.2e-05 | -0.000128 | -2.1e-05 | -0.00013 | -0.000237 | -6.7e-05 | 4.3e-05 | 0 | 0.000157 | 0.000354 | 0.000642 | 0.000965 | 0.000968 | 0.001002 | 0.001252 | 0.001072 | 0.001168 | 0.000825 | 0.000554 | 0.000169
-0.006208 | -0.004734 | -0.003535 | -0.00283 | -0.002313 | -0.002134 | -0.001922 | -0.001877 | -0.001731 | -0.001564 | -0.001484 | -0.001077 | -0.000796 | -0.000612 | -0.000483 | -0.000243 | -9.9e-05 | -7.3e-05 | 8e-06 | -1.2e-05 | 9.2e-05 | 4e-05 | 0.000169 | 0.000229 | 0 | 0.000314 | 0.000473 | 0.000768 | 0.000911 | 0.001077 | 0.001247 | 0.001224 | 0.001335 | 0.001243 | 0.001015 | 0.000808 | 0.000383
-0.006133 | -0.004738 | -0.003628 | -0.003247 | -0.002556 | -0.002282 | -0.002112 | -0.001957 | -0.001748 | -0.001749 | -0.001467 | -0.001195 | -0.001008 | -0.00066 | -0.00048 | -0.000155 | -0.000124 | 1.7e-05 | -0.000134 | 6.7e-05 | 6e-06 | 0.000119 | 0.000197 | 0.00021 | 0 | 0.0004 | 0.000571 | 0.000801 | 0.001057 | 0.001263 | 0.001144 | 0.001355 | 0.001364 | 0.001433 | 0.001208 | 0.000957 | 0.000512
-0.006675 | -0.005409 | -0.004072 | -0.003338 | -0.003082 | -0.002748 | -0.002432 | -0.002257 | -0.002172 | -0.002015 | -0.001809 | -0.001525 | -0.001235 | -0.000932 | -0.000715 | -0.000461 | -0.000364 | -0.000363 | -0.000236 | -0.000194 | -0.000265 | -0.000197 | -4.2e-05 | 0.000155 | 0 | 0.000193 | 0.000482 | 0.000689 | 0.000994 | 0.001104 | 0.001228 | 0.001357 | 0.001253 | 0.001315 | 0.001035 | 0.000806 | 0.000363
-0.007068 | -0.005652 | -0.004602 | -0.003957 | -0.003322 | -0.003139 | -0.002828 | -0.002745 | -0.002562 | -0.002497 | -0.002304 | -0.001894 | -0.001553 | -0.001272 | -0.001017 | -0.000772 | -0.000529 | -0.000434 | -0.000345 | -0.000276 | -0.000293 | -0.000188 | -5.5e-05 | 3.5e-05 | 0 | 0.000203 | 0.000363 | 0.000646 | 0.0008 | 0.001008 | 0.001067 | 0.001264 | 0.001264 | 0.001223 | 0.001087 | 0.000884 | 0.000484
-0.00691 | -0.00562 | -0.00448 | -0.004039 | -0.003455 | -0.003177 | -0.002853 | -0.002759 | -0.002467 | -0.002511 | -0.002213 | -0.001948 | -0.001721 | -0.001258 | -0.001091 | -0.000708 | -0.00062 | -0.000428 | -0.000475 | -0.000269 | -0.000347 | -0.000165 | -8.6e-05 | -6e-06 | 0 | 0.000302 | 0.000507 | 0.000707 | 0.001019 | 0.001117 | 0.001199 | 0.001424 | 0.001335 | 0.001425 | 0.001261 | 0.00101 | 0.000532
-0.00747 | -0.00622 | -0.005012 | -0.004296 | -0.003901 | -0.003685 | -0.003315 | -0.003121 | -0.003022 | -0.002901 | -0.002686 | -0.002312 | -0.001879 | -0.001607 | -0.001388 | -0.001031 | -0.000869 | -0.000722 | -0.000544 | -0.000449 | -0.000399 | -0.000393 | -0.00021 | -1.2e-05 | 0 | 0.000118 | 0.000451 | 0.000667 | 0.000915 | 0.001067 | 0.001117 | 0.001297 | 0.001304 | 0.001333 | 0.001145 | 0.000958 | 0.000528
-0.007349 | -0.006034 | -0.005078 | -0.004574 | -0.003933 | -0.003742 | -0.00353 | -0.003352 | -0.003222 | -0.003103 | -0.00286 | -0.002521 | -0.002116 | -0.001713 | -0.001413 | -0.001128 | -0.000831 | -0.000621 | -0.000612 | -0.000339 | -0.000325 | -0.000252 | 8e-06 | 5e-05 | 0 | 0.000308 | 0.000496 | 0.000814 | 0.00098 | 0.001133 | 0.001253 | 0.001363 | 0.001364 | 0.001332 | 0.001227 | 0.00098 | 0.000499
-0.007444 | -0.006282 | -0.00522 | -0.004603 | -0.004115 | -0.003824 | -0.003534 | -0.003457 | -0.003276 | -0.00315 | -0.002953 | -0.00259 | -0.002301 | -0.001853 | -0.001571 | -0.00123 | -0.001029 | -0.00083 | -0.000731 | -0.000512 | -0.000472 | -0.000316 | -0.000205 | 3.1e-05 | 0 | 0.000243 | 0.000503 | 0.000717 | 0.001057 | 0.001197 | 0.00114 | 0.001376 | 0.001326 | 0.001383 | 0.001197 | 0.0009 | 0.000459
-0.007544 | -0.0063 | -0.005245 | -0.004663 | -0.004229 | -0.004072 | -0.003758 | -0.003597 | -0.003513 | -0.003401 | -0.003194 | -0.002755 | -0.002307 | -0.001954 | -0.001601 | -0.001254 | -0.00107 | -0.000932 | -0.000695 | -0.000568 | -0.000429 | -0.000326 | -0.000213 | -4.4e-05 | 0 | 0.000226 | 0.000482 | 0.000733 | 0.000964 | 0.001071 | 0.001175 | 0.001334 | 0.001279 | 0.00131 | 0.00105 | 0.000888 | 0.000485
-0.007669 | -0.006418 | -0.005508 | -0.005059 | -0.004536 | -0.004317 | -0.004037 | -0.003934 | -0.003785 | -0.003709 | -0.003409 | -0.00306 | -0.002682 | -0.002211 | -0.001904 | -0.001566 | -0.001293 | -0.000998 | -0.000872 | -0.000645 | -0.000474 | -0.000313 | -0.000166 | 1.1e-05 | 0 | 0.000238 | 0.000513 | 0.000726 | 0.000907 | 0.001092 | 0.001171 | 0.001263 | 0.001269 | 0.00124 | 0.001015 | 0.00076 | 0.000255
-0.007488 | -0.006415 | -0.005377 | -0.004815 | -0.004448 | -0.004229 | -0.003924 | -0.003811 | -0.003648 | -0.003514 | -0.003356 | -0.00299 | -0.002622 | -0.002166 | -0.001844 | -0.001429 | -0.001258 | -0.001097 | -0.000895 | -0.000683 | -0.000582 | -0.000386 | -0.000129 | -1.1e-05 | 0 | 0.000259 | 0.000513 | 0.000734 | 0.000973 | 0.001151 | 0.001109 | 0.001257 | 0.001158 | 0.001131 | 0.000988 | 0.000687 | 0.000262
-0.004785 | -0.00397 | -0.003245 | -0.002868 | -0.002709 | -0.002649 | -0.002531 | -0.002573 | -0.002449 | -0.002434 | -0.002371 | -0.002125 | -0.001858 | -0.001595 | -0.001323 | -0.001065 | -0.000922 | -0.00082 | -0.000661 | -0.000454 | -0.000346 | -0.000199 | -0.000134 | 1.2e-05 | 0 | 0.000141 | 0.000329 | 0.000453 | 0.00057 | 0.000611 | 0.000608 | 0.000629 | 0.000515 | 0.000317 | 7.5e-05 | -0.000266 | -0.000726
-0.004382 | -0.003554 | -0.003012 | -0.002792 | -0.002498 | -0.00244 | -0.002429 | -0.002408 | -0.002413 | -0.002401 | -0.002267 | -0.002027 | -0.00178 | -0.00156 | -0.001304 | -0.001003 | -0.000977 | -0.000736 | -0.000712 | -0.000511 | -0.000366 | -0.000277 | -5.7e-05 | 4.9e-05 | 0 | 0.000219 | 0.000396 | 0.000575 | 0.000609 | 0.00068 | 0.000648 | 0.000649 | 0.000482 | 0.000351 | 1.9e-05 | -0.000232 | -0.000666
-0.004404 | -0.003728 | -0.003106 | -0.002855 | -0.002729 | -0.002683 | -0.002593 | -0.002593 | -0.00247 | -0.002561 | -0.002476 | -0.002268 | -0.002068 | -0.001784 | -0.00158 | -0.001324 | -0.001176 | -0.001041 | -0.00089 | -0.000691 | -0.000561 | -0.000358 | -0.000187 | -2.4e-05 | 0 | 0.00016 | 0.000356 | 0.000464 | 0.000629 | 0.000678 | 0.000615 | 0.000636 | 0.000463 | 0.000313 | 3.2e-05 | -0.000286 | -0.000737
-0.004606 | -0.003884 | -0.00327 | -0.003018 | -0.002803 | -0.002819 | -0.002699 | -0.002742 | -0.002727 | -0.002691 | -0.002599 | -0.00235 | -0.002129 | -0.001886 | -0.001645 | -0.001397 | -0.001251 | -0.001097 | -0.000931 | -0.000737 | -0.000568 | -0.00036 | -0.000172 | 1.2e-05 | 0 | 0.000272 | 0.00045 | 0.000622 | 0.000725 | 0.000768 | 0.000715 | 0.000701 | 0.000588 | 0.000423 | 0.000179 | -0.000137 | -0.000505
-0.004737 | -0.00399 | -0.003436 | -0.003273 | -0.003055 | -0.002979 | -0.002923 | -0.002907 | -0.002894 | -0.002923 | -0.002792 | -0.002533 | -0.002312 | -0.00206 | -0.001819 | -0.001496 | -0.001371 | -0.001127 | -0.001089 | -0.000834 | -0.000665 | -0.000431 | -0.000175 | -4.3e-05 | 0 | 0.000261 | 0.000473 | 0.0006 | 0.000687 | 0.000741 | 0.000722 | 0.000751 | 0.000618 | 0.00047 | 0.000221 | -4.7e-05 | -0.000483
-0.00468 | -0.00399 | -0.003346 | -0.003124 | -0.003009 | -0.003024 | -0.002924 | -0.002967 | -0.002913 | -0.002899 | -0.002849 | -0.002642 | -0.002391 | -0.002135 | -0.001942 | -0.001666 | -0.001528 | -0.001316 | -0.001201 | -0.000977 | -0.000758 | -0.000504 | -0.000275 | -1e-05 | 0 | 0.000225 | 0.000445 | 0.000592 | 0.000715 | 0.000744 | 0.000684 | 0.000691 | 0.00054 | 0.000351 | 6.6e-05 | -0.000175 | -0.000574
-0.004759 | -0.004144 | -0.003649 | -0.00343 | -0.003249 | -0.003228 | -0.003146 | -0.003166 | -0.003144 | -0.003191 | -0.003004 | -0.00279 | -0.002524 | -0.002259 | -0.002007 | -0.001746 | -0.001577 | -0.00141 | -0.001233 | -0.001028 | -0.000796 | -0.000625 | -0.00029 | -6.8e-05 | 0 | 0.000261 | 0.000487 | 0.000635 | 0.000742 | 0.000776 | 0.000733 | 0.000706 | 0.000589 | 0.000422 | 0.000198 | -7.4e-05 | -0.000442
-0.004661 | -0.004043 | -0.003526 | -0.003368 | -0.003204 | -0.003208 | -0.00317 | -0.003206 | -0.003182 | -0.003185 | -0.003085 | -0.002822 | -0.002599 | -0.002359 | -0.002102 | -0.001835 | -0.001646 | -0.00143 | -0.001322 | -0.000987 | -0.000833 | -0.000576 | -0.000252 | -6e-05 | 0 | 0.000309 | 0.000499 | 0.000668 | 0.000782 | 0.000807 | 0.000747 | 0.000824 | 0.000656 | 0.000522 | 0.000246 | 2e-06 | -0.000446
-0.00482 | -0.004262 | -0.003718 | -0.003515 | -0.003413 | -0.003417 | -0.003318 | -0.003374 | -0.003306 | -0.003342 | -0.003213 | -0.002971 | -0.002736 | -0.002416 | -0.002224 | -0.001942 | -0.001795 | -0.001586 | -0.001416 | -0.001144 | -0.000901 | -0.000643 | -0.000328 | -8.9e-05 | 0 | 0.000302 | 0.000522 | 0.00065 | 0.000732 | 0.000797 | 0.000777 | 0.000774 | 0.000663 | 0.00054 | 0.000289 | 4.5e-05 | -0.000355
-0.004808 | -0.004305 | -0.003719 | -0.00359 | -0.003392 | -0.003462 | -0.003383 | -0.003415 | -0.003418 | -0.00341 | -0.003251 | -0.002929 | -0.00274 | -0.002432 | -0.002218 | -0.001968 | -0.00177 | -0.001612 | -0.001414 | -0.00115 | -0.000906 | -0.000592 | -0.000343 | -7.2e-05 | 0 | 0.000255 | 0.000542 | 0.000658 | 0.000803 | 0.000824 | 0.000791 | 0.000829 | 0.00068 | 0.000563 | 0.000316 | 4.4e-05 | -0.000316
-0.004877 | -0.004374 | -0.003809 | -0.003676 | -0.003544 | -0.003563 | -0.003511 | -0.003533 | -0.003479 | -0.003454 | -0.003304 | -0.003016 | -0.002739 | -0.002435 | -0.002153 | -0.0019 | -0.001709 | -0.001488 | -0.001318 | -0.001043 | -0.000809 | -0.000534 | -0.0003 | -6.7e-05 | 0 | 0.000271 | 0.000479 | 0.000646 | 0.000748 | 0.000802 | 0.000808 | 0.000828 | 0.00076 | 0.000644 | 0.000435 | 0.000126 | -0.000291
-0.005057 | -0.004444 | -0.003974 | -0.003813 | -0.003644 | -0.003571 | -0.003493 | -0.00347 | -0.003411 | -0.003401 | -0.003308 | -0.002994 | -0.002696 | -0.002372 | -0.002129 | -0.001815 | -0.001686 | -0.001441 | -0.001307 | -0.001024 | -0.000755 | -0.000537 | -0.000249 | -3.4e-05 | 0 | 0.000239 | 0.00047 | 0.000635 | 0.000761 | 0.000827 | 0.000814 | 0.000892 | 0.000773 | 0.000696 | 0.000433 | 0.000158 | -0.000224
-0.004799 | -0.004226 | -0.003628 | -0.0034 | -0.003229 | -0.003217 | -0.003103 | -0.003098 | -0.003033 | -0.002989 | -0.002912 | -0.002638 | -0.002433 | -0.002112 | -0.001916 | -0.001668 | -0.001487 | -0.001327 | -0.001182 | -0.000954 | -0.000722 | -0.000446 | -0.000224 | -2.4e-05 | 0 | 0.000236 | 0.000426 | 0.000621 | 0.000729 | 0.000812 | 0.000751 | 0.000808 | 0.000767 | 0.000629 | 0.000406 | 0.000185 | -0.000144
-0.004869 | -0.004212 | -0.003638 | -0.003437 | -0.003236 | -0.003208 | -0.003081 | -0.003048 | -0.003018 | -0.002985 | -0.00292 | -0.002628 | -0.00237 | -0.002076 | -0.001848 | -0.001537 | -0.001365 | -0.001204 | -0.00109 | -0.000841 | -0.000623 | -0.000454 | -0.000214 | -4.4e-05 | 0 | 0.000247 | 0.000422 | 0.000579 | 0.00071 | 0.000768 | 0.000795 | 0.000855 | 0.000734 | 0.000722 | 0.000464 | 0.000187 | -0.000179
-0.00504 | -0.004322 | -0.003675 | -0.0034 | -0.0032 | -0.003151 | -0.00305 | -0.002999 | -0.002908 | -0.002948 | -0.002775 | -0.002497 | -0.002244 | -0.001946 | -0.001745 | -0.001495 | -0.001375 | -0.001163 | -0.001055 | -0.000824 | -0.000617 | -0.000452 | -0.000234 | -4.9e-05 | 0 | 0.000157 | 0.000383 | 0.000528 | 0.000664 | 0.000737 | 0.000742 | 0.000792 | 0.000703 | 0.000572 | 0.000377 | 0.000173 | -0.000214
-0.005172 | -0.004363 | -0.003676 | -0.003331 | -0.003092 | -0.003059 | -0.002891 | -0.00288 | -0.002821 | -0.002777 | -0.002668 | -0.002374 | -0.002102 | -0.001804 | -0.001585 | -0.001276 | -0.001192 | -0.001051 | -0.00092 | -0.000751 | -0.00054 | -0.000329 | -0.000141 | -2.8e-05 | 0 | 0.000244 | 0.000388 | 0.000571 | 0.000734 | 0.000749 | 0.000779 | 0.000859 | 0.000748 | 0.000668 | 0.000428 | 0.000199 | -0.000108
-0.005189 | -0.004306 | -0.003589 | -0.00333 | -0.003048 | -0.002929 | -0.002843 | -0.002801 | -0.002737 | -0.002704 | -0.002573 | -0.002258 | -0.00207 | -0.001783 | -0.001501 | -0.001233 | -0.001148 | -0.000942 | -0.000901 | -0.00067 | -0.000535 | -0.000378 | -0.000169 | -6.4e-05 | 0 | 0.000208 | 0.000377 | 0.00055 | 0.000628 | 0.000729 | 0.000714 | 0.000777 | 0.000719 | 0.000636 | 0.000417 | 0.00018 | -0.000175
-0.005785 | -0.004841 | -0.003898 | -0.003405 | -0.003071 | -0.00298 | -0.002823 | -0.002747 | -0.00262 | -0.002645 | -0.002503 | -0.002211 | -0.001933 | -0.001667 | -0.001454 | -0.001195 | -0.001077 | -0.000894 | -0.00077 | -0.000539 | -0.000468 | -0.000269 | -0.000106 | 7.5e-05 | 0 | 0.000225 | 0.000412 | 0.000536 | 0.000702 | 0.000806 | 0.000759 | 0.000813 | 0.00071 | 0.000609 | 0.000428 | 0.000192 | -0.000229
-0.006267 | -0.005073 | -0.004124 | -0.003646 | -0.00318 | -0.003045 | -0.002858 | -0.002734 | -0.002726 | -0.002619 | -0.002492 | -0.002216 | -0.001908 | -0.001586 | -0.001381 | -0.001062 | -0.000957 | -0.000818 | -0.000768 | -0.000628 | -0.000451 | -0.00031 | -0.000169 | 7e-06 | 0 | 0.000116 | 0.000319 | 0.000529 | 0.000653 | 0.000716 | 0.000701 | 0.000763 | 0.000685 | 0.000626 | 0.000405 | 0.000186 | -0.000173
-0.006558 | -0.005274 | -0.004153 | -0.003666 | -0.00326 | -0.002955 | -0.002746 | -0.002734 | -0.002578 | -0.002545 | -0.002399 | -0.002103 | -0.001844 | -0.001555 | -0.001307 | -0.000997 | -0.000896 | -0.000674 | -0.000681 | -0.00045 | -0.000357 | -0.000255 | -8.8e-05 | 4.4e-05 | 0 | 0.000198 | 0.000367 | 0.000553 | 0.000676 | 0.000749 | 0.000743 | 0.000837 | 0.000734 | 0.000641 | 0.000441 | 0.00022 | -0.00024
-0.006509 | -0.005294 | -0.004175 | -0.003473 | -0.003071 | -0.002973 | -0.002664 | -0.002603 | -0.002505 | -0.002491 | -0.002363 | -0.002031 | -0.001733 | -0.001483 | -0.001316 | -0.001039 | -0.00091 | -0.000825 | -0.000637 | -0.000468 | -0.000432 | -0.000296 | -0.000106 | -2.7e-05 | 0 | 9.5e-05 | 0.000366 | 0.000449 | 0.000692 | 0.000728 | 0.000707 | 0.000752 | 0.000656 | 0.00056 | 0.000372 | 0.000156 | -0.000277
-0.006626 | -0.005306 | -0.004239 | -0.003758 | -0.003202 | -0.002985 | -0.002754 | -0.002655 | -0.002623 | -0.002504 | -0.0024 | -0.002069 | -0.001763 | -0.001446 | -0.001231 | -0.000905 | -0.000772 | -0.000624 | -0.000603 | -0.000458 | -0.000298 | -0.000182 | -5.8e-05 | 7.6e-05 | 0 | 0.000189 | 0.000302 | 0.000549 | 0.000642 | 0.000746 | 0.00076 | 0.0008 | 0.000709 | 0.000716 | 0.000479 | 0.000233 | -0.000227
-0.006736 | -0.005437 | -0.004239 | -0.003605 | -0.003159 | -0.002808 | -0.002593 | -0.002469 | -0.002396 | -0.002358 | -0.002215 | -0.001809 | -0.001571 | -0.001276 | -0.00108 | -0.0008 | -0.000742 | -0.000495 | -0.000482 | -0.000259 | -0.000231 | -0.000159 | 3.1e-05 | 0.000112 | 0 | 0.000232 | 0.000393 | 0.000532 | 0.000689 | 0.000744 | 0.000715 | 0.000848 | 0.000748 | 0.000695 | 0.000461 | 0.000221 | -0.00024
-0.006256 | -0.005003 | -0.003954 | -0.003246 | -0.002805 | -0.002672 | -0.00237 | -0.002324 | -0.002215 | -0.002162 | -0.002011 | -0.001721 | -0.001437 | -0.001167 | -0.001061 | -0.000767 | -0.000638 | -0.000582 | -0.000426 | -0.000277 | -0.000192 | -0.000118 | -1.1e-05 | 8.6e-05 | 0 | 0.000182 | 0.000408 | 0.000555 | 0.000669 | 0.000764 | 0.000738 | 0.000796 | 0.000703 | 0.000626 | 0.000405 | 0.000185 | -0.000216
-0.005776 | -0.00449 | -0.003492 | -0.003101 | -0.002604 | -0.002364 | -0.002091 | -0.002007 | -0.00198 | -0.001888 | -0.001791 | -0.001504 | -0.001262 | -0.001066 | -0.000803 | -0.000566 | -0.000517 | -0.000297 | -0.000307 | -0.000206 | -0.000121 | -3.7e-05 | 2.4e-05 | 0.000175 | 0 | 0.000235 | 0.000328 | 0.000529 | 0.000702 | 0.00073 | 0.000741 | 0.000834 | 0.000798 | 0.000748 | 0.000515 | 0.000225 | -0.000168
-0.006024 | -0.004893 | -0.003749 | -0.003117 | -0.00275 | -0.002487 | -0.002309 | -0.002272 | -0.002095 | -0.002067 | -0.001981 | -0.001594 | -0.001378 | -0.001081 | -0.000913 | -0.000656 | -0.000544 | -0.00046 | -0.000392 | -0.000189 | -8.2e-05 | -9.7e-05 | 6.1e-05 | 9.6e-05 | 0 | 0.000199 | 0.000326 | 0.000545 | 0.000686 | 0.000775 | 0.000671 | 0.000809 | 0.000741 | 0.000606 | 0.000351 | 7.4e-05 | -0.000363
-0.005895 | -0.00462 | -0.003629 | -0.003088 | -0.002541 | -0.002455 | -0.002169 | -0.002099 | -0.001953 | -0.001956 | -0.001818 | -0.001548 | -0.001239 | -0.001061 | -0.000915 | -0.000632 | -0.000556 | -0.000409 | -0.000308 | -0.000211 | -0.000189 | -4.6e-05 | -1.1e-05 | 7.6e-05 | 0 | 5.3e-05 | 0.000282 | 0.000432 | 0.000616 | 0.000703 | 0.000686 | 0.00076 | 0.000616 | 0.000612 | 0.000354 | 0.000124 | -0.000339
-0.005731 | -0.004544 | -0.003437 | -0.003049 | -0.002604 | -0.002308 | -0.002123 | -0.00202 | -0.001972 | -0.001827 | -0.001761 | -0.001408 | -0.001194 | -0.000927 | -0.000686 | -0.000435 | -0.000342 | -0.000261 | -0.000223 | -0.000144 | -2.9e-05 | -2.6e-05 | 9.7e-05 | 0.000237 | 0 | 0.000298 | 0.000348 | 0.000565 | 0.000722 | 0.000769 | 0.000768 | 0.000878 | 0.000781 | 0.000764 | 0.000507 | 0.000217 | -0.000246
-0.006147 | -0.004975 | -0.003881 | -0.003174 | -0.002737 | -0.00258 | -0.00237 | -0.002272 | -0.002093 | -0.002039 | -0.001953 | -0.001586 | -0.001334 | -0.001108 | -0.00093 | -0.000718 | -0.000648 | -0.000433 | -0.000334 | -0.00016 | -8.7e-05 | -6.2e-05 | 7.8e-05 | 0.000151 | 0 | 0.000122 | 0.000351 | 0.000545 | 0.000705 | 0.000724 | 0.000685 | 0.000809 | 0.000648 | 0.00062 | 0.000345 | 6.7e-05 | -0.000453
-0.005996 | -0.004647 | -0.003624 | -0.003155 | -0.0025 | -0.002334 | -0.002014 | -0.001985 | -0.001877 | -0.001807 | -0.001751 | -0.001465 | -0.001226 | -0.000926 | -0.000706 | -0.000445 | -0.000364 | -0.000314 | -0.000224 | -9.8e-05 | -6.3e-05 | 1.9e-05 | 0.000178 | 0.00023 | 0 | 0.000184 | 0.000348 | 0.000481 | 0.000716 | 0.000786 | 0.000794 | 0.000792 | 0.000754 | 0.000694 | 0.000506 | 0.000178 | -0.000235
-0.006027 | -0.004896 | -0.003756 | -0.003277 | -0.002933 | -0.002567 | -0.002406 | -0.002316 | -0.00212 | -0.00216 | -0.00198 | -0.001654 | -0.001406 | -0.001112 | -0.00085 | -0.000598 | -0.000538 | -0.000364 | -0.000378 | -0.000192 | -7.2e-05 | -9e-05 | 3.5e-05 | 0.00014 | 0 | 0.000202 | 0.000295 | 0.000513 | 0.000659 | 0.000735 | 0.000657 | 0.000852 | 0.000811 | 0.00078 | 0.000422 | 4.9e-05 | -0.000376
-0.005853 | -0.004682 | -0.003696 | -0.003046 | -0.002518 | -0.002466 | -0.002168 | -0.002122 | -0.001955 | -0.001989 | -0.001789 | -0.001556 | -0.001306 | -0.001029 | -0.000897 | -0.000563 | -0.000498 | -0.000369 | -0.000257 | -0.00013 | -6.5e-05 | 0 | 0.000127 | 0.000217 | 0 | 0.000205 | 0.000394 | 0.000618 | 0.000764 | 0.000789 | 0.000778 | 0.000855 | 0.00075 | 0.000735 | 0.000451 | 0.000234 | -0.00019
-0.006463 | -0.005146 | -0.004114 | -0.003677 | -0.003131 | -0.002899 | -0.002526 | -0.002374 | -0.002264 | -0.00224 | -0.002086 | -0.001863 | -0.001585 | -0.001209 | -0.000937 | -0.000615 | -0.00056 | -0.000425 | -0.000335 | -0.000248 | -0.000208 | -8e-05 | 6.4e-05 | 9.3e-05 | 0 | 0.000163 | 0.000335 | 0.000521 | 0.000723 | 0.000822 | 0.000779 | 0.000874 | 0.000809 | 0.000715 | 0.000406 | 0.000116 | -0.000294
-0.006585 | -0.005386 | -0.004174 | -0.00356 | -0.003177 | -0.002951 | -0.002583 | -0.002588 | -0.002518 | -0.002381 | -0.002168 | -0.001872 | -0.001605 | -0.001226 | -0.000972 | -0.000643 | -0.000527 | -0.000443 | -0.000407 | -0.00018 | -0.000126 | -4.5e-05 | 7.3e-05 | 0.000222 | 0 | 0.000235 | 0.000419 | 0.000632 | 0.000762 | 0.000858 | 0.000785 | 0.000911 | 0.000774 | 0.000801 | 0.000467 | 0.000163 | -0.000189
-0.006767 | -0.005474 | -0.004474 | -0.003801 | -0.003292 | -0.003026 | -0.002788 | -0.002564 | -0.002493 | -0.002434 | -0.002327 | -0.002059 | -0.001711 | -0.001451 | -0.001193 | -0.000869 | -0.000789 | -0.000523 | -0.000553 | -0.000308 | -0.00016 | -0.000114 | -2.1e-05 | 0.0001 | 0 | 0.000223 | 0.000398 | 0.000587 | 0.00073 | 0.00083 | 0.000691 | 0.000855 | 0.000665 | 0.000727 | 0.000437 | 0.000112 | -0.000232
-0.006668 | -0.005371 | -0.0043 | -0.003889 | -0.003361 | -0.003155 | -0.002836 | -0.002751 | -0.002529 | -0.002503 | -0.002334 | -0.00215 | -0.00182 | -0.001457 | -0.001087 | -0.000764 | -0.000608 | -0.000402 | -0.000409 | -0.000269 | -0.000198 | -5.4e-05 | 9.1e-05 | 0.0002 | 0 | 0.000328 | 0.000412 | 0.000636 | 0.00088 | 0.000961 | 0.00099 | 0.00106 | 0.000949 | 0.000807 | 0.000555 | 0.000307 | -0.000154
-0.006618 | -0.00555 | -0.004523 | -0.00389 | -0.00357 | -0.003342 | -0.003126 | -0.002995 | -0.00275 | -0.002751 | -0.002622 | -0.002207 | -0.001932 | -0.00149 | -0.001294 | -0.000912 | -0.000712 | -0.000556 | -0.000535 | -0.000243 | -0.000156 | -0.000105 | -1.8e-05 | 0.000192 | 0 | 0.000187 | 0.000387 | 0.000673 | 0.000792 | 0.000873 | 0.000745 | 0.000865 | 0.000795 | 0.000877 | 0.000441 | 0.000143 | -0.000233
-0.006896 | -0.005625 | -0.004729 | -0.004174 | -0.003612 | -0.003465 | -0.003029 | -0.002962 | -0.002928 | -0.002754 | -0.002621 | -0.002417 | -0.002213 | -0.001746 | -0.001517 | -0.00099 | -0.000931 | -0.000689 | -0.00057 | -0.000383 | -0.000275 | -0.000207 | 7.3e-05 | 0.000141 | 0 | 0.000147 | 0.000436 | 0.000556 | 0.000806 | 0.000793 | 0.000828 | 0.000916 | 0.00067 | 0.000586 | 0.000407 | 0.000188 | -0.000236
-0.007501 | -0.006342 | -0.005177 | -0.00471 | -0.004211 | -0.003885 | -0.003499 | -0.00342 | -0.003266 | -0.003249 | -0.002998 | -0.00273 | -0.002322 | -0.001873 | -0.001462 | -0.000996 | -0.000905 | -0.000629 | -0.000555 | -0.000285 | -0.000224 | -0.000142 | 0.000104 | 0.000262 | 0 | 0.000388 | 0.000475 | 0.000744 | 0.000862 | 0.001027 | 0.000858 | 0.001056 | 0.000924 | 0.000908 | 0.000467 | 0.000188 | -0.000321
-0.006401 | -0.005264 | -0.004332 | -0.003735 | -0.003357 | -0.003268 | -0.002914 | -0.002928 | -0.002702 | -0.002711 | -0.002588 | -0.002316 | -0.002008 | -0.001605 | -0.001266 | -0.000838 | -0.000692 | -0.000661 | -0.000507 | -0.000282 | -0.000179 | -0.000256 | 2.7e-05 | 0.000208 | 0 | 0.000198 | 0.000487 | 0.000627 | 0.000813 | 0.000887 | 0.00074 | 0.000913 | 0.000674 | 0.000659 | 0.000373 | 0.000113 | -0.000203
-0.006387 | -0.005259 | -0.004365 | -0.004002 | -0.003425 | -0.003211 | -0.002998 | -0.002904 | -0.002745 | -0.002626 | -0.002503 | -0.002298 | -0.001947 | -0.001655 | -0.001264 | -0.000769 | -0.000701 | -0.000412 | -0.000355 | -0.000104 | -0.00022 | -5e-06 | 0.000255 | 0.000381 | 0 | 0.000337 | 0.000508 | 0.000731 | 0.000963 | 0.00112 | 0.000871 | 0.001015 | 0.000799 | 0.000782 | 0.000487 | 0.00018 | -0.000222
-0.006469 | -0.005349 | -0.004418 | -0.003935 | -0.003527 | -0.003553 | -0.003069 | -0.003108 | -0.002875 | -0.002853 | -0.002697 | -0.002427 | -0.002195 | -0.001633 | -0.001447 | -0.000902 | -0.000819 | -0.000469 | -0.000388 | -0.000279 | -0.000142 | -4.9e-05 | 0.000129 | 0.000382 | 0 | 0.000204 | 0.00043 | 0.000695 | 0.000833 | 0.000867 | 0.000719 | 0.000818 | 0.000579 | 0.000675 | 0.000156 | -0.000128 | -0.000401
-0.006803 | -0.005724 | -0.004849 | -0.00431 | -0.00384 | -0.003516 | -0.003282 | -0.003288 | -0.003143 | -0.003071 | -0.002901 | -0.002614 | -0.002331 | -0.001881 | -0.001444 | -0.001121 | -0.000938 | -0.000627 | -0.000576 | -0.000299 | -0.000141 | -0.000103 | 7.3e-05 | 7.2e-05 | 0 | 0.000238 | 0.000532 | 0.000607 | 0.00079 | 0.000856 | 0.000705 | 0.000808 | 0.000605 | 0.000582 | 0.00017 | -0.000107 | -0.000523
-0.005891 | -0.004825 | -0.003972 | -0.003699 | -0.003189 | -0.003111 | -0.002796 | -0.002655 | -0.002674 | -0.002615 | -0.002527 | -0.002362 | -0.001987 | -0.00163 | -0.001364 | -0.000845 | -0.000689 | -0.000496 | -0.000498 | -0.000127 | -0.000183 | 5.5e-05 | 0.000228 | 0.000429 | 0 | 0.000304 | 0.0005 | 0.000632 | 0.000825 | 0.000858 | 0.000681 | 0.000836 | 0.000605 | 0.000545 | 0.000221 | 4e-06 | -0.000438
-0.006308 | -0.005268 | -0.004333 | -0.003809 | -0.003492 | -0.003321 | -0.002983 | -0.003185 | -0.002879 | -0.002923 | -0.002823 | -0.002572 | -0.002247 | -0.001791 | -0.001403 | -0.000897 | -0.000768 | -0.000593 | -0.000636 | -0.000254 | -0.000136 | -0.00033 | -5e-06 | 0.000262 | 0 | 0.000177 | 0.000466 | 0.000719 | 0.000895 | 0.000794 | 0.000622 | 0.000766 | 0.000575 | 0.00052 | 6.6e-05 | -0.000334 | -0.000616