## Read Me
File Name Instruction: Convention for naming this file is as follows:
Omaha_Cal_Info_CE04OSSM_0000#_v#, where:
0000# | Unique identifier number/deployment number of a particular CE04OSSM platform; e.g., 00001, 00002
_v# | Version number of this Excel workbook; e.g., v1, v2.
Moorings Spreadsheet Instructions: Convention for completing this spreadsheet is embedded in that spreadsheet.
Includes:
Guidance on data entry
Example
NOTE: Delete Guidance and Example prior to submission
Asset Cal Info Spreadsheet Instructions: Convention for completing this spreadsheet appears embedded at the bottom of each column on the spreadsheet. | NOTE: Delete Guidance prior to submission
Readme must be deleted when done
Tab names, column names, number formatting must be same format as this sample. This is read by code that is pretty finicky.
NOTE: The use of DO NOT CHANGE as guidance in this template is not absolute. There may be instances where a change is necessary; e.g., an instrument is added/deleted/changed. Please be careful!

## Moorings
Ref Des | Serial Number | Deployment Number | Anchor Launch Date | Anchor Launch Time | Recover Date | Latitude | Longitude | Water Depth | Cruise Number | Notes
CE04OSSM-SM001 | CE04OSSM-0000# | 1 | 2013-11-21 | 18:16 | 2014-12-13 | 40° 08.207' N | 70° 46.187' W | 5m | KN-214 |  | 40.1368 | -70.7698
DO NOT CHANGE | Insert last digit (usually same deployment number) | Insert number of times this particular platform has been deployed | Replace this date with date this particular platform was deployed - format is important | Replace this time with time this particular platform was deployed | Replace this date with date this particular platform was recovered - if no recovery date available, leave it blank; be sure recovery date from deployment does not overlap launch date for deployment n+1 | Replace this latitude with latitude this particular platform was deployed to | Replace this longitude with longitude this particular platform was deployed to | If available, use actual water depth of deployed platform (it may vary by several meters). Otherwise, use this measurement. | Replace this cruise number with cruise number involved in deploying this particular platform
Format: Use degrees, minutes (3 decimal places), + compass direction - the minute symbol is the key next to the return, not the one next to the number 1

## Asset_Cal_Info
Ref Des | Mooring Serial Number | Deployment Number | Sensor Serial Number | Calibration Cofficient Name | Calibration Cofficient Value | Notes
CE04OSSM-SBD11-01-MOPAK0000 | CE04OSSM-0000# | 1 | 11 |  |  | No Calibration Coefficient
CE04OSSM-SBD11-06-METBKA000 | CE04OSSM-0000# | 1 | LGR001 | CC_lat | 40.1368
CE04OSSM-SBD11-06-METBKA000 | CE04OSSM-0000# | 1 | LGR001 | CC_lon | -70.7698
CE04OSSM-SBD11-06-METBKA000 | CE04OSSM-0000# | 1 | LGR001 | CC_depth_of_conductivity_and_temperature_measurements_m | 0
CE04OSSM-SBD11-06-METBKA000 | CE04OSSM-0000# | 1 | LGR001 | CC_height_of_air_humidity_measurement_m | 4
CE04OSSM-SBD11-06-METBKA000 | CE04OSSM-0000# | 1 | LGR001 | CC_height_of_air_temperature_measurement_m | 4
CE04OSSM-SBD11-06-METBKA000 | CE04OSSM-0000# | 1 | LGR001 | CC_height_of_windspeed_sensor_above_sealevel_m | 4
CE04OSSM-SBD11-06-METBKA000 | CE04OSSM-0000# | 1 | LGR001 | CC_jcool | 1 | Constant
CE04OSSM-SBD11-06-METBKA000 | CE04OSSM-0000# | 1 | LGR001 | CC_jwarm | 1 | Constant
CE04OSSM-SBD11-06-METBKA000 | CE04OSSM-0000# | 1 | LGR001 | CC_zinvpbl | 600 | Constant
CE04OSSM-SBD11-04-VELPTA000 | CE04OSSM-0000# | 1 | AQD 11402 | CC_lat | 40.1368
CE04OSSM-SBD11-04-VELPTA000 | CE04OSSM-0000# | 1 | AQD 11402 | CC_lon | -70.7698
CE04OSSM-RID26-04-VELPTA000 | CE04OSSM-0000# | 1 | AQD 8550 | CC_lat | 40.1368
CE04OSSM-RID26-04-VELPTA000 | CE04OSSM-0000# | 1 | AQD 8550 | CC_lon | -70.7698
CE04OSSM-SBD12-04-PCO2AA000 | CE04OSSM-0000# | 1 | 33-154-50A |  |  | No Calibration Coefficient
CE04OSSM-SBD12-05-WAVSSA000 | CE04OSSM-0000# | 1 | TAS04581 | CC_lat | 40.1368
CE04OSSM-SBD12-05-WAVSSA000 | CE04OSSM-0000# | 1 | TAS04581 | CC_lon | -70.7698
CE04OSSM-RID26-01-ADCPTC000 | CE04OSSM-0000# | 1 | 18594 | CC_depth | 134000
CE04OSSM-RID26-01-ADCPTC000 | CE04OSSM-0000# | 1 | 18594 | CC_lat | 40.1368
CE04OSSM-RID26-01-ADCPTC000 | CE04OSSM-0000# | 1 | 18594 | CC_lon | -70.7698
CE04OSSM-RID26-01-ADCPTC000 | CE04OSSM-0000# | 1 | 18594 | CC_scale_factor1 | 0.45
CE04OSSM-RID26-01-ADCPTC000 | CE04OSSM-0000# | 1 | 18594 | CC_scale_factor2 | 0.45
CE04OSSM-RID26-01-ADCPTC000 | CE04OSSM-0000# | 1 | 18594 | CC_scale_factor3 | 0.45
CE04OSSM-RID26-01-ADCPTC000 | CE04OSSM-0000# | 1 | 18594 | CC_scale_factor4 | 0.45
CE04OSSM-RID26-06-PHSEND000 | CE04OSSM-0000# | 1 | P0096 | CC_ea434 | 17533
CE04OSSM-RID26-06-PHSEND000 | CE04OSSM-0000# | 1 | P0096 | CC_ea578 | 101
CE04OSSM-RID26-06-PHSEND000 | CE04OSSM-0000# | 1 | P0096 | CC_eb434 | 2229
CE04OSSM-RID26-06-PHSEND000 | CE04OSSM-0000# | 1 | P0096 | CC_eb578 | 38502
CE04OSSM-RID26-06-PHSEND000 | CE04OSSM-0000# | 1 | P0096 | CC_ind_off | 1
CE04OSSM-RID26-06-PHSEND000 | CE04OSSM-0000# | 1 | P0096 | CC_ind_slp | 0
CE04OSSM-RID26-06-PHSEND000 | CE04OSSM-0000# | 1 | P0096 | CC_psal | 35 | Constant
CE04OSSM-RID27-01-OPTAAD000 | CE04OSSM-0000# | 1 | ACS 123 | CC_cwlngth | [400.50000000, 404.80000000, 408.70000000, 412.60000000, 416.70000000, 421.20000000, 425.80000000, 430.20000000, 434.50000000, 438.60000000, 443.20000000, 447.90000000, 452.50000000, 457.10000000, 461.80000000, 466.10000000, 471.00000000, 476.10000000, 481.00000000, 485.90000000, 490.60000000, 494.90000000, 499.60000000, 504.30000000, 509.50000000, 514.50000000, 519.60000000, 524.80000000, 529.40000000, 534.10000000, 538.50000000, 543.30000000, 548.10000000, 553.10000000, 557.90000000, 562.70000000, 567.30000000, 571.70000000, 575.90000000, 580.00000000, 583.90000000, 588.00000000, 592.20000000, 596.70000000, 601.10000000, 605.80000000, 610.50000000, 615.00000000, 619.50000000, 624.00000000, 628.20000000, 632.40000000, 636.50000000, 640.80000000, 645.30000000, 649.80000000, 653.70000000, 658.30000000, 662.80000000, 667.00000000, 671.40000000, 675.40000000, 679.30000000, 683.30000000, 686.90000000, 690.60000000, 694.20000000, 697.60000000, 701.00000000, 704.60000000, 707.80000000, 710.80000000, 714.20000000, 717.40000000, 720.50000000, 723.60000000, 726.50000000, 729.70000000, 732.40000000, 734.80000000, 737.70000000, 740.40000000, 742.60000000]
CE04OSSM-RID27-01-OPTAAD000 | CE04OSSM-0000# | 1 | ACS 123 | CC_ccwo | [ -0.04429800, 0.06789400, 0.17037900, 0.26194300, 0.34136900, 0.41193500, 0.47677600, 0.53622800, 0.59951100, 0.64058600, 0.67815600, 0.73338500, 0.77063800, 0.80571100, 0.83784000, 0.86888500, 0.89944100, 0.92648400, 0.95232300, 0.97702700, 1.00014700, 1.02277500, 1.04271200, 1.06159200, 1.07894400, 1.09467500, 1.11020700, 1.12513600, 1.13864500, 1.15140200, 1.16430300, 1.17716800, 1.19253600, 1.20003700, 1.21111700, 1.22253100, 1.22952900, 1.23373400, 1.23441800, 1.23063200, 1.22216600, 1.20568800, 1.18785600, 1.16796400, 1.14960100, 1.13730700, 1.13407400, 1.13643700, 1.14045200, 1.14359900, 1.14703700, 1.14976300, 1.15112900, 1.15036900, 1.14696000, 1.14121700, 1.13257100, 1.12386700, 1.11724500, 1.11420500, 1.11235000, 1.10844100, 1.09319100, 1.09421500, 1.06546600, 1.03770100, 1.00050900, 0.95145900, 0.89151300, 0.81705500, 0.72703600, 0.62051700, 0.49300500, 0.34562400, 0.18189500, 0.00548600, -0.17792900, -0.36015900, -0.53472200, -0.68901700, -0.81653000, -0.91212700, -0.97895300]
CE04OSSM-RID27-01-OPTAAD000 | CE04OSSM-0000# | 1 | ACS 123 | CC_tcal | 22.3
CE04OSSM-RID27-01-OPTAAD000 | CE04OSSM-0000# | 1 | ACS 123 | CC_tbins | [ 3.46047300, 4.43909100, 5.53250000, 6.48807700, 7.48701800, 8.46170700, 9.47735300, 10.49413800, 11.47185200, 12.48961500, 13.49875000, 14.48576900, 15.48250000, 16.48166700, 17.48555600, 18.50444400, 19.52578900, 20.53916700, 21.47964300, 22.49214300, 23.50384600, 24.49370400, 25.49200000, 26.59285700, 27.46797500, 28.47750000, 29.50090900, 30.48694900, 31.48588200, 32.48587000, 33.48682900, 34.50600000, 35.50589700, 36.25928600]
CE04OSSM-RID27-01-OPTAAD000 | CE04OSSM-0000# | 1 | ACS 123 | CC_awlngth | [400.50000000, 404.60000000, 408.70000000, 412.60000000, 416.90000000, 421.50000000, 426.30000000, 430.90000000, 435.00000000, 439.30000000, 443.90000000, 448.80000000, 453.60000000, 458.20000000, 462.50000000, 467.30000000, 472.60000000, 477.60000000, 482.40000000, 487.30000000, 491.60000000, 496.10000000, 501.20000000, 506.40000000, 511.60000000, 517.00000000, 522.20000000, 527.20000000, 531.70000000, 536.30000000, 541.10000000, 546.10000000, 551.00000000, 556.20000000, 561.10000000, 566.10000000, 570.30000000, 574.70000000, 579.00000000, 582.90000000, 587.10000000, 591.80000000, 596.40000000, 600.90000000, 606.00000000, 610.50000000, 615.00000000, 619.70000000, 624.00000000, 628.40000000, 632.70000000, 637.00000000, 641.30000000, 645.80000000, 650.20000000, 654.50000000, 659.30000000, 663.60000000, 668.20000000, 672.20000000, 676.30000000, 680.60000000, 684.50000000, 688.10000000, 691.90000000, 695.50000000, 698.70000000, 702.50000000, 705.80000000, 708.90000000, 712.00000000, 715.60000000, 718.90000000, 722.20000000, 725.30000000, 728.30000000, 730.50000000, 733.70000000, 736.40000000, 738.60000000, 740.80000000, 743.70000000, 746.20000000]
CE04OSSM-RID27-01-OPTAAD000 | CE04OSSM-0000# | 1 | ACS 123 | CC_acwo | [ -0.42749800, -0.22570600, -0.07209500, 0.04078900, 0.12828500, 0.19918500, 0.26070300, 0.31542800, 0.36547200, 0.41493600, 0.45733100, 0.50032800, 0.54130100, 0.58165000, 0.61986400, 0.65709900, 0.69329000, 0.72741400, 0.76132000, 0.79363800, 0.82436700, 0.85348900, 0.88078000, 0.90648800, 0.93177600, 0.95699800, 0.98307100, 1.00897900, 1.03394700, 1.05773900, 1.08012400, 1.10174200, 1.12233600, 1.14247600, 1.16147800, 1.17844100, 1.19243800, 1.20261600, 1.20827900, 1.20879700, 1.20406800, 1.18979700, 1.17757300, 1.16806400, 1.16602600, 1.17184300, 1.18190300, 1.19300700, 1.20404200, 1.21458600, 1.22426000, 1.23266300, 1.23902500, 1.24204700, 1.24191900, 1.23993600, 1.23826900, 1.23914300, 1.24222700, 1.24518500, 1.24542600, 1.24060000, 1.22952500, 1.21036200, 1.18188900, 1.14281500, 1.09162800, 1.02704900, 0.94740000, 0.85065700, 0.73510500, 0.59965600, 0.44509800, 0.27495400, 0.09612800, -0.08498200, -0.26151600, -0.42169000, -0.55626300, -0.65975800, -0.73335400, -0.78211000, -0.81577600]
CE04OSSM-RID27-01-OPTAAD000 | CE04OSSM-0000# | 1 | ACS 123 | CC_taarray | SheetRef:CC_taarray
CE04OSSM-RID27-01-OPTAAD000 | CE04OSSM-0000# | 1 | ACS 123 | CC_tcarray | SheetRef:CC_tcarray
CE04OSSM-RID27-02-FLORTD000 | CE04OSSM-0000# | 1 | 994 | CC_dark_counts_volume_scatter | 50
CE04OSSM-RID27-02-FLORTD000 | CE04OSSM-0000# | 1 | 994 | CC_scale_factor_volume_scatter | 1.907e-06
CE04OSSM-RID27-02-FLORTD000 | CE04OSSM-0000# | 1 | 994 | CC_dark_counts_chlorophyll_a | 55
CE04OSSM-RID27-02-FLORTD000 | CE04OSSM-0000# | 1 | 994 | CC_scale_factor_chlorophyll_a | 0.0121
CE04OSSM-RID27-02-FLORTD000 | CE04OSSM-0000# | 1 | 994 | CC_dark_counts_cdom | 49
CE04OSSM-RID27-02-FLORTD000 | CE04OSSM-0000# | 1 | 994 | CC_scale_factor_cdom | 0.0906
CE04OSSM-RID27-02-FLORTD000 | CE04OSSM-0000# | 1 | 994 | CC_scattering_angle | 117 | Constant
CE04OSSM-RID27-02-FLORTD000 | CE04OSSM-0000# | 1 | 994 | CC_measurement_wavelength | 700 | Constant
CE04OSSM-RID27-02-FLORTD000 | CE04OSSM-0000# | 1 | 994 | CC_angular_resolution | 1.08 | Constant
CE04OSSM-RID27-02-FLORTD000 | CE04OSSM-0000# | 1 | 994 | CC_depolarization_ratio | 0.039 | Constant
CE04OSSM-RID27-03-CTDBPC000 | CE04OSSM-0000# | 1 | 16P 71174-7208 | CC_lat | 40.1368
CE04OSSM-RID27-03-CTDBPC000 | CE04OSSM-0000# | 1 | 16P 71174-7208 | CC_lon | -70.7698
CE04OSSM-RID27-03-CTDBPC000 | CE04OSSM-0000# | 1 | 16P 71174-7208 | CC_a0 | 0.0012389
CE04OSSM-RID27-03-CTDBPC000 | CE04OSSM-0000# | 1 | 16P 71174-7208 | CC_a1 | 0.00027646
CE04OSSM-RID27-03-CTDBPC000 | CE04OSSM-0000# | 1 | 16P 71174-7208 | CC_a2 | -1.2073e-06
CE04OSSM-RID27-03-CTDBPC000 | CE04OSSM-0000# | 1 | 16P 71174-7208 | CC_a3 | 1.8647e-07
CE04OSSM-RID27-03-CTDBPC000 | CE04OSSM-0000# | 1 | 16P 71174-7208 | CC_ptempa0 | -63.3767
CE04OSSM-RID27-03-CTDBPC000 | CE04OSSM-0000# | 1 | 16P 71174-7208 | CC_ptempa1 | 54.5113
CE04OSSM-RID27-03-CTDBPC000 | CE04OSSM-0000# | 1 | 16P 71174-7208 | CC_ptempa2 | -0.86742
CE04OSSM-RID27-03-CTDBPC000 | CE04OSSM-0000# | 1 | 16P 71174-7208 | CC_ptca0 | 524859.5
CE04OSSM-RID27-03-CTDBPC000 | CE04OSSM-0000# | 1 | 16P 71174-7208 | CC_ptca1 | 3.619
CE04OSSM-RID27-03-CTDBPC000 | CE04OSSM-0000# | 1 | 16P 71174-7208 | CC_ptca2 | -0.23919
CE04OSSM-RID27-03-CTDBPC000 | CE04OSSM-0000# | 1 | 16P 71174-7208 | CC_ptcb0 | 25.257
CE04OSSM-RID27-03-CTDBPC000 | CE04OSSM-0000# | 1 | 16P 71174-7208 | CC_ptcb1 | -0.0008
CE04OSSM-RID27-03-CTDBPC000 | CE04OSSM-0000# | 1 | 16P 71174-7208 | CC_ptcb2 | 0
CE04OSSM-RID27-03-CTDBPC000 | CE04OSSM-0000# | 1 | 16P 71174-7208 | CC_pa0 | -0.012619
CE04OSSM-RID27-03-CTDBPC000 | CE04OSSM-0000# | 1 | 16P 71174-7208 | CC_pa1 | 0.00048323
CE04OSSM-RID27-03-CTDBPC000 | CE04OSSM-0000# | 1 | 16P 71174-7208 | CC_pa2 | -4.8313e-12
CE04OSSM-RID27-03-CTDBPC000 | CE04OSSM-0000# | 1 | 16P 71174-7208 | CC_g | -0.99075
CE04OSSM-RID27-03-CTDBPC000 | CE04OSSM-0000# | 1 | 16P 71174-7208 | CC_h | 0.13526
CE04OSSM-RID27-03-CTDBPC000 | CE04OSSM-0000# | 1 | 16P 71174-7208 | CC_i | -0.00032313
CE04OSSM-RID27-03-CTDBPC000 | CE04OSSM-0000# | 1 | 16P 71174-7208 | CC_j | 4.0941e-05
CE04OSSM-RID27-03-CTDBPC000 | CE04OSSM-0000# | 1 | 16P 71174-7208 | CC_cpcor | -9.57e-08
CE04OSSM-RID27-03-CTDBPC000 | CE04OSSM-0000# | 1 | 16P 71174-7208 | CC_ctcor | 3.25e-06
CE04OSSM-RID27-04-DOSTAD000 | CE04OSSM-0000# | 1 | 131 | CC_lat | 40.1368
CE04OSSM-RID27-04-DOSTAD000 | CE04OSSM-0000# | 1 | 131 | CC_lon | -70.7698
CE04OSSM-RID27-04-DOSTAD000 | CE04OSSM-0000# | 1 | 131 | CC_csv | [2.72086e-03, 1.12865e-04, 2.23793e-06, 2.33025e02, -3.01400e-01, -5.26936e01, 4.56692e00]
CE04OSSM-RID27-04-DOSTAD000 | CE04OSSM-0000# | 1 | 131 | CC_ct_depth
CE04OSSM-RID27-07-NUTNRB000 | CE04OSSM-0000# | 1 | 240 | CC_lower_wavelength_limit_for_spectra_fit | 217 | Constant
CE04OSSM-RID27-07-NUTNRB000 | CE04OSSM-0000# | 1 | 240 | CC_upper_wavelength_limit_for_spectra_fit | 240 | Constant
CE04OSSM-RID27-07-NUTNRB000 | CE04OSSM-0000# | 1 | 240 | CC_cal_temp | 19.9815
CE04OSSM-RID27-07-NUTNRB000 | CE04OSSM-0000# | 1 | 240 | CC_wl | [188.510, 189.300, 190.100, 190.900, 191.700, 192.500, 193.300, 194.100, 194.900, 195.700, 196.500, 197.300, 198.100, 198.910, 199.710, 200.510, 201.310, 202.110, 202.920, 203.720, 204.520, 205.320, 206.130, 206.930, 207.730, 208.540, 209.340, 210.150, 210.950, 211.760, 212.560, 213.370, 214.170, 214.980, 215.780, 216.590, 217.390, 218.200, 219.010, 219.810, 220.620, 221.430, 222.230, 223.040, 223.850, 224.660, 225.460, 226.270, 227.080, 227.890, 228.700, 229.510, 230.310, 231.120, 231.930, 232.740, 233.550, 234.360, 235.170, 235.980, 236.790, 237.600, 238.410, 239.220, 240.030, 240.840, 241.650, 242.460, 243.270, 244.080, 244.900, 245.710, 246.520, 247.330, 248.140, 248.950, 249.760, 250.580, 251.390, 252.200, 253.010, 253.830, 254.640, 255.450, 256.260, 257.080, 257.890, 258.700, 259.510, 260.330, 261.140, 261.950, 262.770, 263.580, 264.390, 265.210, 266.020, 266.830, 267.650, 268.460, 269.280, 270.090, 270.900, 271.720, 272.530, 273.350, 274.160, 274.970, 275.790, 276.600, 277.420, 278.230, 279.050, 279.860, 280.670, 281.490, 282.300, 283.120, 283.930, 284.750, 285.560, 286.380, 287.190, 288.010, 288.820, 289.640, 290.450, 291.270, 292.080, 292.900, 293.710, 294.530, 295.340, 296.160, 296.970, 297.780, 298.600, 299.410, 300.230, 301.040, 301.860, 302.670, 303.490, 304.300, 305.120, 305.930, 306.750, 307.560, 308.380, 309.190, 310.010, 310.820, 311.630, 312.450, 313.260, 314.080, 314.890, 315.710, 316.520, 317.340, 318.150, 318.960, 319.780, 320.590, 321.410, 322.220, 323.030, 323.850, 324.660, 325.470, 326.290, 327.100, 327.910, 328.730, 329.540, 330.350, 331.170, 331.980, 332.790, 333.610, 334.420, 335.230, 336.040, 336.860, 337.670, 338.480, 339.290, 340.100, 340.920, 341.730, 342.540, 343.350, 344.160, 344.970, 345.790, 346.600, 347.410, 348.220, 349.030, 349.840, 350.650, 351.460, 352.270, 353.080, 353.890, 354.700, 355.510, 356.320, 357.130, 357.940, 358.750, 359.560, 360.370, 361.180, 361.980, 362.790, 363.600, 364.410, 365.220, 366.030, 366.830, 367.640, 368.450, 369.250, 370.060, 370.870, 371.680, 372.480, 373.290, 374.090, 374.900, 375.710, 376.510, 377.320, 378.120, 378.930, 379.730, 380.540, 381.340, 382.140, 382.950, 383.750, 384.560, 385.360, 386.160, 386.970, 387.770, 388.570, 389.370, 390.170, 390.980, 391.780, 392.580, 393.380, 394.180, 394.980]
CE04OSSM-RID27-07-NUTNRB000 | CE04OSSM-0000# | 1 | 240 | CC_eno3 | [0.012990690, 0.001224370, 0.002328560, -0.002037520, -0.001525510, -0.004893180, -0.005623810, 0.000714150, -0.027693060, 0.005494160, -0.020752410, -0.002025080, -0.007388200, 0.006127800, 0.015243960, 0.002601080, -0.000687470, 0.002589800, -0.002077150, -0.000341430, 0.001297210, 0.004174330, -0.000130660, 0.000982680, 0.004467070, 0.005736290, 0.006113390, 0.006472020, 0.006849930, 0.006299840, 0.006591120, 0.006339160, 0.006022750, 0.005696520, 0.005319700, 0.004950370, 0.004583700, 0.004190490, 0.003853990, 0.003485650, 0.003185650, 0.002835350, 0.002565590, 0.002292590, 0.002045910, 0.001794730, 0.001581840, 0.001383760, 0.001212290, 0.001043260, 0.000881220, 0.000771670, 0.000660360, 0.000547130, 0.000470430, 0.000388340, 0.000324580, 0.000263240, 0.000221760, 0.000169910, 0.000133370, 0.000088600, 0.000080850, 0.000056370, 0.000025270, 0.000013210, 0.000019160, 0.000022180, 0.000007550, -0.000009600, -0.000031320, -0.000032480, 0.000001890, 0.000002440, -0.000020320, 0.000012010, -0.000008010, -0.000018590, -0.000003260, -0.000009560, -0.000008430, -0.000006320, -0.000003690, -0.000010740, -0.000012300, 0.000005620, 0.000015200, 0.000019870, 0.000030200, 0.000014300, 0.000027910, 0.000023720, 0.000005570, 0.000027440, 0.000032990, 0.000001660, 0.000037710, 0.000026900, 0.000042570, 0.000052620, 0.000044420, 0.000061660, 0.000060660, 0.000095130, 0.000065740, 0.000090930, 0.000078120, 0.000097370, 0.000087360, 0.000075420, 0.000073750, 0.000086330, 0.000084180, 0.000094460, 0.000096780, 0.000098130, 0.000106560, 0.000113400, 0.000118050, 0.000105060, 0.000116420, 0.000125160, 0.000137410, 0.000139200, 0.000133920, 0.000141530, 0.000131180, 0.000123670, 0.000131670, 0.000152700, 0.000170500, 0.000171480, 0.000172960, 0.000170890, 0.000150790, 0.000166750, 0.000172100, 0.000113010, 0.000207810, 0.000207620, 0.000243650, 0.000227580, 0.000236430, 0.000211630, 0.000200880, 0.000194840, 0.000205390, 0.000224840, 0.000212530, 0.000204940, 0.000216060, 0.000232940, 0.000251090, 0.000239420, 0.000262940, 0.000269580, 0.000273620, 0.000262770, 0.000274220, 0.000253730, 0.000260570, 0.000261360, 0.000268380, 0.000246650, 0.000277140, 0.000276060, 0.000298780, 0.000267820, 0.000318710, 0.000271770, 0.000311130, 0.000307320, 0.000333160, 0.000280100, 0.000284580, 0.000297970, 0.000259240, 0.000311140, 0.000319690, 0.000320600, 0.000331690, 0.000220290, 0.000373760, 0.000314400, 0.000306090, 0.000336430, 0.000347560, 0.000325710, 0.000374150, 0.000351350, 0.000368310, 0.000328160, 0.000338120, 0.000369620, 0.000303130, 0.000346330, 0.000345800, 0.000337190, 0.000382370, 0.000367730, 0.000417310, 0.000353260, 0.000375900, 0.000429900, 0.000416150, 0.000372470, 0.000400850, 0.000406560, 0.000372890, 0.000413530, 0.000374560, 0.000443730, 0.000374010, 0.000465050, 0.000446730, 0.000475880, 0.000448440, 0.000418730, 0.000436040, 0.000473820, 0.000446950, 0.000452460, 0.000476210, 0.000454320, 0.000443980, 0.000461020, 0.000411600, 0.000524970, 0.000507370, 0.000442020, 0.000514040, 0.000478380, 0.000428900, 0.000498870, 0.000541360, 0.000523800, 0.000464700, 0.000434760, 0.000528520, 0.000532630, 0.000534220, 0.000461380, 0.000513760, 0.000557240, 0.000526140, 0.000493810, 0.000544760, 0.000508310, 0.000590770, 0.000544570, 0.000532880, 0.000558170, 0.000578710, 0.000498200, 0.000520440, 0.000523690]
CE04OSSM-RID27-07-NUTNRB000 | CE04OSSM-0000# | 1 | 240 | CC_eswa | [-0.001071610, 0.010845230, 0.004045890, 0.002549400, 0.000495370, 0.014372280, 0.020128540, 0.012882130, 0.029563760, 0.015586470, 0.034429510, 0.020332450, 0.024405750, 0.019168720, 0.026448080, 0.044853830, 0.056942140, 0.062363880, 0.067797420, 0.066445670, 0.069910740, 0.070796390, 0.072044220, 0.067627100, 0.061584840, 0.055612590, 0.048583470, 0.041712100, 0.035307210, 0.029497380, 0.024372090, 0.019964420, 0.016187270, 0.012963410, 0.010346270, 0.008189190, 0.006447750, 0.005072050, 0.003940220, 0.003082120, 0.002389060, 0.001845050, 0.001451920, 0.001142900, 0.000894380, 0.000731740, 0.000561400, 0.000461050, 0.000378640, 0.000311110, 0.000240700, 0.000210040, 0.000173030, 0.000153870, 0.000114040, 0.000100370, 0.000091460, 0.000076170, 0.000036770, 0.000045580, 0.000025930, 0.000032750, -0.000036150, 0.000023270, 0.000029560, 0.000011310, -0.000008730, 0.000004460, -0.000006690, -0.000012980, 0.000013890, 0.000002430, -0.000016350, -0.000012560, 0.000013950, -0.000036930, -0.000005020, 0.000000440, -0.000007110, 0.000000700, 0.000003120, -0.000007210, -0.000003500, 0.000002680, 0.000022660, 0.000001690, 0.000002530, 0.000005980, 0.000001700, 0.000024020, 0.000011910, 0.000032310, 0.000019990, -0.000000730, 0.000014100, 0.000057190, 0.000016220, 0.000011240, 0.000026870, 0.000052740, 0.000031140, 0.000051400, 0.000073920, 0.000048700, 0.000077810, 0.000027520, 0.000084570, 0.000047730, 0.000058340, 0.000070140, 0.000079850, 0.000072480, 0.000096040, 0.000080150, 0.000092920, 0.000096990, 0.000097280, 0.000082090, 0.000106240, 0.000130080, 0.000104130, 0.000116340, 0.000103620, 0.000152310, 0.000112140, 0.000174440, 0.000179060, 0.000168770, 0.000132630, 0.000157480, 0.000163300, 0.000171150, 0.000148670, 0.000169280, 0.000209540, 0.000217830, 0.000169980, 0.000289400, 0.000197200, 0.000182040, 0.000133880, 0.000177130, 0.000206780, 0.000219390, 0.000213900, 0.000221840, 0.000244120, 0.000227510, 0.000238590, 0.000273160, 0.000301640, 0.000286250, 0.000267290, 0.000266460, 0.000281750, 0.000275140, 0.000279490, 0.000262940, 0.000316120, 0.000313950, 0.000297010, 0.000320200, 0.000338840, 0.000334560, 0.000312070, 0.000343830, 0.000356630, 0.000358670, 0.000336690, 0.000373600, 0.000368850, 0.000377110, 0.000341580, 0.000391020, 0.000434290, 0.000387170, 0.000411500, 0.000415320, 0.000425580, 0.000429130, 0.000425260, 0.000592500, 0.000382620, 0.000415980, 0.000414270, 0.000438470, 0.000424690, 0.000460650, 0.000427700, 0.000581490, 0.000514860, 0.000477010, 0.000462990, 0.000522380, 0.000569950, 0.000485840, 0.000478110, 0.000591230, 0.000548350, 0.000495640, 0.000450490, 0.000629160, 0.000623830, 0.000476260, 0.000500500, 0.000563810, 0.000561680, 0.000522940, 0.000505960, 0.000594140, 0.000654350, 0.000631670, 0.000551850, 0.000661300, 0.000666850, 0.000618230, 0.000624130, 0.000669760, 0.000630060, 0.000582400, 0.000635880, 0.000691670, 0.000661390, 0.000628490, 0.000673220, 0.000731880, 0.000738030, 0.000707530, 0.000624550, 0.000797150, 0.000697380, 0.000708840, 0.000745490, 0.000770990, 0.000729330, 0.000738000, 0.000817630, 0.000790670, 0.000786050, 0.000715520, 0.000736320, 0.000776470, 0.000827470, 0.000815070, 0.000756150, 0.000859400, 0.000784770, 0.000836230, 0.000761150, 0.000916140, 0.000850110, 0.000750330, 0.000813470, 0.000912560, 0.000868110, 0.000873940]
CE04OSSM-RID27-07-NUTNRB000 | CE04OSSM-0000# | 1 | 240 | CC_di | [33.103703700, 29.400000000, 35.992592590, 33.103703700, 35.659259260, 34.511111110, 32.622222220, 33.177777780, 40.955555560, 43.325925930, 42.437037040, 43.437037040, 48.400000000, 82.733333330, 223.881481480, 651.992592590, 1693.659259260, 3642.251851850, 6505.770370370, 9924.955555560, 13461.474074070, 16853.474074070, 19963.066666670, 22792.585185190, 25202.288888890, 27092.140740740, 28356.548148150, 28929.103703700, 28895.992592590, 28308.362962960, 27320.325925930, 26149.659259260, 24964.918518520, 23887.177777780, 23005.844444440, 22394.548148150, 22027.288888890, 21952.807407410, 22118.918518520, 22578.844444440, 23280.103703700, 24167.214814810, 25345.400000000, 26635.807407410, 27991.548148150, 29421.362962960, 30763.659259260, 31887.325925930, 32811.548148150, 33261.881481480, 33209.992592590, 32800.733333330, 31932.844444440, 30746.029629630, 29373.140740740, 27933.140740740, 26508.659259260, 25169.251851850, 23967.733333330, 22932.029629630, 22059.733333330, 21336.177777780, 20793.585185190, 20394.992592590, 20124.214814810, 20016.548148150, 20055.437037040, 20220.696296300, 20532.696296300, 20967.362962960, 21523.585185190, 22181.437037040, 22892.807407410, 23636.992592590, 24391.696296300, 25062.103703700, 25634.844444440, 25963.585185190, 26197.696296300, 26098.400000000, 25750.659259260, 25118.770370370, 24251.548148150, 23232.400000000, 22069.437037040, 20860.437037040, 19646.437037040, 18476.585185190, 17324.511111110, 16323.325925930, 15449.103703700, 14640.955555560, 13949.400000000, 13340.770370370, 12844.325925930, 12443.251851850, 12125.881481480, 11881.103703700, 11721.066666670, 11629.844444440, 11617.770370370, 11662.103703700, 11771.066666670, 11946.770370370, 12185.214814810, 12475.918518520, 12838.548148150, 13242.474074070, 13676.214814810, 14131.733333330, 14510.400000000, 15091.066666670, 15530.955555560, 15905.918518520, 16224.511111110, 16450.696296300, 16568.214814810, 16571.881481480, 16473.362962960, 16263.251851850, 15964.955555560, 15596.214814810, 15172.288888890, 14726.325925930, 14269.140740740, 13801.548148150, 13369.214814810, 12962.733333330, 12572.177777780, 12244.214814810, 11931.177777780, 11652.511111110, 11414.918518520, 11198.807407410, 11018.029629630, 10870.548148150, 10749.474074070, 10644.844444440, 10576.214814810, 10524.955555560, 10492.955555560, 10490.585185190, 10501.955555560, 10538.325925930, 10591.362962960, 10664.177777780, 10746.622222220, 10851.325925930, 10964.881481480, 11098.177777780, 11255.918518520, 11420.177777780, 11596.807407410, 11789.214814810, 11974.474074070, 12163.585185190, 12350.066666670, 12525.511111110, 12693.918518520, 12844.103703700, 12980.437037040, 13090.474074070, 13165.659259260, 13225.103703700, 13224.807407410, 13184.103703700, 13072.770370370, 12924.362962960, 12697.103703700, 12419.807407410, 12109.844444440, 11760.659259260, 11382.585185190, 11001.622222220, 10632.733333330, 10278.103703700, 9930.400000000, 9600.288888890, 9284.955555560, 8998.770370370, 8717.918518520, 8459.474074070, 8210.955555560, 7966.325925930, 7724.918518520, 7491.103703700, 7260.918518520, 7042.622222220, 6825.066666670, 6613.325925930, 6399.362962960, 6201.437037040, 6003.585185190, 5835.251851850, 5672.659259260, 5521.622222220, 5384.362962960, 5253.918518520, 5129.844444440, 5024.659259260, 4922.325925930, 4842.696296300, 4763.511111110, 4693.844444440, 4633.140740740, 4587.696296300, 4544.400000000, 4505.659259260, 4478.140740740, 4454.140740740, 4435.696296300, 4426.029629630, 4420.362962960, 4418.659259260, 4426.992592590, 4428.955555560, 4442.177777780, 4462.288888890, 4481.066666670, 4514.251851850, 4550.029629630, 4575.844444440, 4589.844444440, 4596.696296300, 4592.400000000, 4585.733333330, 4590.881481480, 4594.881481480, 4599.103703700, 4599.177777780, 4597.029629630, 4598.474074070, 4584.807407410, 4573.511111110, 4573.474074070, 4565.325925930, 4529.362962960, 4459.548148150, 4373.362962960, 4284.103703700, 4206.437037040, 4119.474074070, 4032.844444440, 3950.992592590, 3866.770370370, 3799.362962960, 3730.511111110, 3664.659259260, 3585.696296300, 3506.844444440, 3434.770370370, 3377.029629630, 3260.066666670, 3057.474074070, 2757.400000000, 2757.400000000]
CE04OSSM-RID27-08-SPKIRB000 | CE04OSSM-0000# | 1 | 238/184 | CC_immersion_factor | [1.368, 1.410, 1.365, 1.354, 1.372, 1.322, 1.347]
CE04OSSM-RID27-08-SPKIRB000 | CE04OSSM-0000# | 1 | 238/184 | CC_offset | [2147457486.5, 2147897493.0, 2147854837.1, 2147338025.9, 2146671877.7, 2147764757.5, 2147028290.5]
CE04OSSM-RID27-08-SPKIRB000 | CE04OSSM-0000# | 1 | 238/184 | CC_scale | [2.14210254036e-007, 1.96584241637e-007, 2.01101114561e-007, 2.03035394203e-007, 2.16923868323e-007, 2.11196233654e-007, 2.0350453445e-007]
CE04OSSM-SBC11-00-CPMENG000 | CE04OSSM-0000# | 1 | 11
CE04OSSM-RIC21-00-CPMENG000 | CE04OSSM-0000# | 1 | 12
CE04OSSM-SBD11-00-DCLENG000 | CE04OSSM-0000# | 1 | CP03OSSM-00001-DCL11 |  |  | The serial number used here is bogus, pending identification of the real serial number.
CE04OSSM-SBD12-00-DCLENG000 | CE04OSSM-0000# | 1 | CP03OSSM-00001-DCL12 |  |  | The serial number used here is bogus, pending identification of the real serial number.
CE04OSSM-RID26-00-DCLENG000 | CE04OSSM-0000# | 1 | CP03OSSM-00001-DCL26 |  |  | The serial number used here is bogus, pending identification of the real serial number.
CE04OSSM-RID27-00-DCLENG000 | CE04OSSM-0000# | 1 | CP03OSSM-00001-DCL27 |  |  | The serial number used here is bogus, pending identification of the real serial number.
DO NOT CHANGE this column | Change only last digit to identify the serial number of this particular platform (Should match entry on Moorings spreadsheet) | Insert deployment for this particular platform (Should match entry on Moorings spreadsheet) | Insert the serial number for each instrument deployed on this particular platform | DO NOT CHANGE this column | Insert the appropriate calibration coefficient for each item in Column E. Note: - If the coefficient is particularly long, use a separate spreadsheet (see examples of separate spreadsheets at tabs). - If the same instrument appears multiple times on this platform, insert the instrument serial number first on the tab; e.g., ACS151_CC_taaray.

## CC_taarray
-0.004562 | 0.000165 | 0.002851 | 0.005019 | 0.007138 | 0.008164 | 0.008316 | 0.007701 | 0.007953 | 0.007713 | 0.007756 | 0.007751 | 0.008322 | 0.007227 | 0.006339 | 0.006194 | 0.004137 | 0.003648 | 0.003374 | 0.002487 | 0.000189 | 0.000373 | 0 | -0.001472 | -0.001297 | -0.001524 | -0.000982 | -0.000906 | -0.001 | -0.001138 | -0.002182 | -0.003737 | -0.004371 | -0.005853
-0.007234 | -0.003567 | -0.001094 | 0.001852 | 0.004952 | 0.006839 | 0.007776 | 0.007325 | 0.007954 | 0.007905 | 0.008226 | 0.008047 | 0.008548 | 0.00754 | 0.006676 | 0.006724 | 0.004843 | 0.00393 | 0.003894 | 0.002513 | 0.000983 | 0.001033 | 0 | -0.001328 | -0.001349 | -0.001557 | -0.001183 | -0.001498 | -0.002012 | -0.002396 | -0.00358 | -0.005318 | -0.005659 | -0.007871
-0.004361 | -0.001093 | 0.000633 | 0.002609 | 0.005287 | 0.007272 | 0.007853 | 0.007794 | 0.008114 | 0.00805 | 0.008315 | 0.008297 | 0.008627 | 0.007635 | 0.006898 | 0.006663 | 0.004988 | 0.004116 | 0.003816 | 0.002884 | 0.001208 | 0.000611 | 0 | -0.001219 | -0.001124 | -0.001435 | -0.001224 | -0.001602 | -0.002258 | -0.002849 | -0.004735 | -0.006206 | -0.007345 | -0.00923
-0.001667 | 0.001824 | 0.00339 | 0.005126 | 0.007045 | 0.00868 | 0.009047 | 0.008789 | 0.009082 | 0.008909 | 0.009007 | 0.008767 | 0.008839 | 0.007923 | 0.006778 | 0.006735 | 0.004874 | 0.004403 | 0.003987 | 0.002728 | 0.00118 | 0.000697 | 0 | -0.001206 | -0.001425 | -0.001685 | -0.001511 | -0.00209 | -0.00301 | -0.003751 | -0.005427 | -0.007216 | -0.008582 | -0.010534
-0.000419 | 0.0031 | 0.004621 | 0.006417 | 0.008198 | 0.009681 | 0.009988 | 0.009746 | 0.009731 | 0.009417 | 0.009553 | 0.00911 | 0.00916 | 0.008384 | 0.007422 | 0.006664 | 0.005474 | 0.004338 | 0.004241 | 0.003071 | 0.001324 | 0.000833 | 0 | -0.001082 | -0.001306 | -0.001638 | -0.001639 | -0.002217 | -0.003135 | -0.004091 | -0.005546 | -0.007471 | -0.008822 | -0.010959
-0.000678 | 0.002799 | 0.004499 | 0.006274 | 0.008035 | 0.009396 | 0.009625 | 0.009527 | 0.009419 | 0.009263 | 0.009205 | 0.008774 | 0.008892 | 0.008024 | 0.006968 | 0.006632 | 0.005225 | 0.004275 | 0.003995 | 0.00289 | 0.001379 | 0.000875 | 0 | -0.001035 | -0.001235 | -0.001466 | -0.001403 | -0.002034 | -0.002896 | -0.003843 | -0.005475 | -0.007109 | -0.008525 | -0.010278
-0.001155 | 0.00232 | 0.003979 | 0.005828 | 0.007631 | 0.008811 | 0.009126 | 0.008857 | 0.009022 | 0.008804 | 0.008702 | 0.008257 | 0.008331 | 0.007582 | 0.006703 | 0.006075 | 0.005036 | 0.004305 | 0.003837 | 0.002693 | 0.001344 | 0.000885 | 0 | -0.000869 | -0.000975 | -0.001337 | -0.001348 | -0.001814 | -0.002479 | -0.003483 | -0.00478 | -0.006435 | -0.007752 | -0.009415
-0.002095 | 0.001506 | 0.003337 | 0.005186 | 0.006977 | 0.008051 | 0.008298 | 0.008152 | 0.008284 | 0.008011 | 0.008043 | 0.007654 | 0.007783 | 0.007062 | 0.006259 | 0.005645 | 0.004541 | 0.003958 | 0.003525 | 0.002508 | 0.001291 | 0.000767 | 0 | -0.000755 | -0.000853 | -0.000941 | -0.000918 | -0.001266 | -0.002011 | -0.002632 | -0.004073 | -0.005502 | -0.006718 | -0.008324
-0.002978 | 0.000712 | 0.002567 | 0.004374 | 0.006072 | 0.007086 | 0.007369 | 0.007291 | 0.007353 | 0.007273 | 0.007229 | 0.006943 | 0.006894 | 0.006389 | 0.00574 | 0.005261 | 0.004333 | 0.003576 | 0.003212 | 0.002365 | 0.001141 | 0.000814 | 0 | -0.000585 | -0.000537 | -0.000757 | -0.000498 | -0.000785 | -0.00131 | -0.002007 | -0.003167 | -0.004556 | -0.005674 | -0.007192
-0.003456 | 0.000206 | 0.002011 | 0.003618 | 0.00525 | 0.006117 | 0.00638 | 0.006299 | 0.00645 | 0.006383 | 0.006355 | 0.006089 | 0.006093 | 0.005655 | 0.005069 | 0.004512 | 0.003773 | 0.003303 | 0.002771 | 0.002038 | 0.000954 | 0.000509 | 0 | -0.00069 | -0.000514 | -0.00055 | -0.000284 | -0.000401 | -0.000824 | -0.001446 | -0.0025 | -0.003855 | -0.004811 | -0.006106
-0.003942 | -0.000456 | 0.001238 | 0.002845 | 0.00435 | 0.005161 | 0.005536 | 0.005394 | 0.00552 | 0.005486 | 0.00547 | 0.005331 | 0.005341 | 0.004926 | 0.004589 | 0.004056 | 0.003229 | 0.002869 | 0.002498 | 0.001754 | 0.000884 | 0.000426 | 0 | -0.00063 | -0.000516 | -0.000358 | 0.0001 | 0.000143 | -0.000201 | -0.000761 | -0.001782 | -0.002881 | -0.003911 | -0.005074
-0.004156 | -0.000831 | 0.000747 | 0.002261 | 0.00376 | 0.004478 | 0.00475 | 0.00482 | 0.004999 | 0.00496 | 0.004947 | 0.004826 | 0.004986 | 0.004592 | 0.004159 | 0.003754 | 0.003078 | 0.002722 | 0.002248 | 0.001676 | 0.000897 | 0.000487 | 0 | -0.00047 | -0.000263 | -7e-05 | 0.000458 | 0.000569 | 0.000275 | -0.00015 | -0.001064 | -0.002077 | -0.003031 | -0.00413
-0.004901 | -0.001605 | -5.2e-05 | 0.001472 | 0.002924 | 0.003725 | 0.004002 | 0.004084 | 0.004227 | 0.004203 | 0.004325 | 0.004271 | 0.004333 | 0.004108 | 0.003599 | 0.003349 | 0.002812 | 0.002409 | 0.002047 | 0.001483 | 0.000777 | 0.000413 | 0 | -0.000369 | -0.000159 | 0.000191 | 0.000776 | 0.001001 | 0.000732 | 0.000326 | -0.000502 | -0.001435 | -0.002305 | -0.003317
-0.005566 | -0.002409 | -0.000826 | 0.00069 | 0.00208 | 0.002887 | 0.003183 | 0.003338 | 0.003576 | 0.003616 | 0.00366 | 0.003625 | 0.003769 | 0.003428 | 0.003148 | 0.002902 | 0.00237 | 0.002046 | 0.001742 | 0.001269 | 0.000655 | 0.000208 | 0 | -0.000406 | -7.7e-05 | 0.000329 | 0.001005 | 0.00127 | 0.001122 | 0.000769 | 7.2e-05 | -0.000844 | -0.0016 | -0.002568
-0.006184 | -0.002982 | -0.001439 | 5.6e-05 | 0.001528 | 0.002325 | 0.002727 | 0.002791 | 0.00296 | 0.00313 | 0.003126 | 0.003188 | 0.003324 | 0.003148 | 0.002885 | 0.002625 | 0.002088 | 0.001886 | 0.001572 | 0.001101 | 0.000615 | 0.000223 | 0 | -0.000296 | 1.2e-05 | 0.000483 | 0.001226 | 0.001521 | 0.001422 | 0.001099 | 0.00045 | -0.000349 | -0.001063 | -0.001921
-0.006661 | -0.00352 | -0.001912 | -0.000422 | 0.00095 | 0.001769 | 0.002173 | 0.00229 | 0.002526 | 0.002638 | 0.002759 | 0.002768 | 0.002912 | 0.002828 | 0.002556 | 0.002307 | 0.001889 | 0.001644 | 0.001441 | 0.000939 | 0.000451 | 0.000164 | 0 | -0.000255 | 7.7e-05 | 0.000586 | 0.001393 | 0.001719 | 0.001724 | 0.001419 | 0.000832 | 8.3e-05 | -0.000594 | -0.00147
-0.006991 | -0.003875 | -0.002337 | -0.000856 | 0.000503 | 0.001349 | 0.001774 | 0.001864 | 0.002086 | 0.002241 | 0.002348 | 0.002444 | 0.002677 | 0.002528 | 0.002267 | 0.002051 | 0.00173 | 0.001505 | 0.001374 | 0.000918 | 0.000463 | 0.000207 | 0 | -0.00021 | 0.000166 | 0.000696 | 0.001497 | 0.001842 | 0.001849 | 0.001588 | 0.00109 | 0.000376 | -0.00028 | -0.001019
-0.007431 | -0.004363 | -0.002795 | -0.001302 | 5.7e-05 | 0.000856 | 0.001297 | 0.001463 | 0.001648 | 0.001836 | 0.001987 | 0.002075 | 0.002265 | 0.002207 | 0.001991 | 0.001825 | 0.001543 | 0.001318 | 0.001141 | 0.000753 | 0.000383 | 8e-05 | 0 | -0.000229 | 0.000172 | 0.000737 | 0.001499 | 0.001869 | 0.001895 | 0.001643 | 0.001149 | 0.000581 | -3.6e-05 | -0.000818
-0.007916 | -0.004875 | -0.003275 | -0.001763 | -0.000438 | 0.000396 | 0.00079 | 0.00103 | 0.001321 | 0.001432 | 0.001663 | 0.001748 | 0.001925 | 0.001913 | 0.001738 | 0.001635 | 0.001331 | 0.001168 | 0.00104 | 0.000718 | 0.000336 | 7.1e-05 | 0 | -0.000159 | 0.000283 | 0.000813 | 0.001573 | 0.001974 | 0.002014 | 0.001818 | 0.00139 | 0.000816 | 0.000229 | -0.000455
-0.008216 | -0.005192 | -0.003616 | -0.002143 | -0.000817 | -2.6e-05 | 0.000409 | 0.000706 | 0.00097 | 0.001117 | 0.001307 | 0.001466 | 0.001685 | 0.001658 | 0.001533 | 0.001418 | 0.001181 | 0.001072 | 0.000859 | 0.000611 | 0.000277 | 4.3e-05 | 0 | -0.000137 | 0.000257 | 0.000818 | 0.001538 | 0.001946 | 0.002016 | 0.001869 | 0.001477 | 0.00091 | 0.00035 | -0.000296
-0.008521 | -0.005545 | -0.004008 | -0.002493 | -0.001162 | -0.000333 | 0.000104 | 0.000385 | 0.000638 | 0.000873 | 0.001066 | 0.001225 | 0.001431 | 0.00148 | 0.001358 | 0.001291 | 0.001045 | 0.000984 | 0.000803 | 0.000565 | 0.000275 | 7.3e-05 | 0 | -7.7e-05 | 0.000343 | 0.000891 | 0.001575 | 0.002016 | 0.002094 | 0.001934 | 0.001578 | 0.001076 | 0.000547 | -3.3e-05
-0.008729 | -0.005806 | -0.004251 | -0.002801 | -0.001528 | -0.000706 | -0.000229 | 7.9e-05 | 0.000355 | 0.000544 | 0.000796 | 0.00094 | 0.001204 | 0.001233 | 0.001154 | 0.001122 | 0.000897 | 0.000831 | 0.000674 | 0.000546 | 0.000197 | 7.6e-05 | 0 | -7.7e-05 | 0.00032 | 0.000848 | 0.00151 | 0.001933 | 0.002045 | 0.001908 | 0.001583 | 0.001131 | 0.000668 | 5.7e-05
-0.009111 | -0.006195 | -0.004679 | -0.003211 | -0.001919 | -0.001103 | -0.000601 | -0.000273 | 8e-06 | 0.000246 | 0.000462 | 0.000702 | 0.000909 | 0.000999 | 0.000907 | 0.000903 | 0.000731 | 0.000668 | 0.000541 | 0.000416 | 0.000184 | 3.1e-05 | 0 | -8.9e-05 | 0.000271 | 0.000828 | 0.001437 | 0.001879 | 0.002006 | 0.00188 | 0.001565 | 0.001152 | 0.000715 | 0.000148
-0.009122 | -0.006305 | -0.004788 | -0.003372 | -0.002094 | -0.001287 | -0.000767 | -0.000473 | -0.000131 | 4.9e-05 | 0.000303 | 0.000525 | 0.000814 | 0.000886 | 0.000835 | 0.000817 | 0.000704 | 0.000579 | 0.000525 | 0.000389 | 0.000134 | 7e-06 | 0 | -8.2e-05 | 0.000299 | 0.00079 | 0.001389 | 0.001795 | 0.001902 | 0.001828 | 0.001566 | 0.001143 | 0.000723 | 0.000215
-0.009287 | -0.006546 | -0.005066 | -0.003606 | -0.002381 | -0.001559 | -0.001057 | -0.00071 | -0.00038 | -0.000138 | 8.4e-05 | 0.000328 | 0.000607 | 0.000704 | 0.000678 | 0.000697 | 0.000565 | 0.000523 | 0.00047 | 0.000322 | 0.000109 | 2.4e-05 | 0 | -6.9e-05 | 0.000256 | 0.000736 | 0.001293 | 0.00173 | 0.001824 | 0.001768 | 0.001503 | 0.001131 | 0.000735 | 0.000205
-0.009405 | -0.006675 | -0.005207 | -0.003781 | -0.002563 | -0.001733 | -0.001199 | -0.00089 | -0.000578 | -0.000311 | -5.2e-05 | 0.000201 | 0.000482 | 0.000567 | 0.000493 | 0.000604 | 0.000427 | 0.000431 | 0.000376 | 0.000274 | 8e-05 | -2.3e-05 | 0 | -8e-05 | 0.000227 | 0.00067 | 0.001217 | 0.001595 | 0.001699 | 0.00164 | 0.001418 | 0.001054 | 0.000685 | 0.000198
-0.009913 | -0.007199 | -0.005695 | -0.004256 | -0.003011 | -0.0022 | -0.001622 | -0.001273 | -0.000882 | -0.000599 | -0.000311 | -5.9e-05 | 0.000252 | 0.000389 | 0.000378 | 0.000417 | 0.000363 | 0.000297 | 0.000301 | 0.000202 | 5.4e-05 | 3e-06 | 0 | -5.6e-05 | 0.00025 | 0.000711 | 0.001194 | 0.001575 | 0.001692 | 0.00163 | 0.001448 | 0.001126 | 0.00078 | 0.000268
-0.010221 | -0.007496 | -0.006025 | -0.004575 | -0.003312 | -0.002471 | -0.001856 | -0.001493 | -0.001125 | -0.000856 | -0.000534 | -0.000255 | 6.5e-05 | 0.000223 | 0.000226 | 0.000303 | 0.000224 | 0.000209 | 0.000215 | 0.000143 | -7e-06 | -1.2e-05 | 0 | -2.7e-05 | 0.000282 | 0.000732 | 0.001203 | 0.001562 | 0.001699 | 0.001628 | 0.001473 | 0.001133 | 0.000799 | 0.000356
-0.010477 | -0.007756 | -0.006252 | -0.004835 | -0.003577 | -0.002684 | -0.00212 | -0.001701 | -0.001323 | -0.001027 | -0.00073 | -0.000435 | -6.8e-05 | 6.1e-05 | 0.000137 | 0.00024 | 0.000143 | 0.000159 | 0.00018 | 0.000107 | -1e-05 | -1.3e-05 | 0 | -1.4e-05 | 0.000305 | 0.00073 | 0.001193 | 0.001525 | 0.001667 | 0.001662 | 0.001478 | 0.001154 | 0.00084 | 0.000398
-0.010732 | -0.008019 | -0.006534 | -0.005075 | -0.003839 | -0.002936 | -0.002337 | -0.001966 | -0.001539 | -0.00122 | -0.000897 | -0.000589 | -0.000248 | -8.2e-05 | -3.3e-05 | 8.2e-05 | 7.1e-05 | 5.9e-05 | 0.00012 | 7.5e-05 | -4e-05 | -2.5e-05 | 0 | 1.5e-05 | 0.000329 | 0.000765 | 0.001181 | 0.001514 | 0.001639 | 0.001632 | 0.001494 | 0.001179 | 0.000885 | 0.000458
-0.010978 | -0.008268 | -0.006767 | -0.00533 | -0.004052 | -0.003182 | -0.002567 | -0.00215 | -0.00173 | -0.00139 | -0.001057 | -0.000743 | -0.00038 | -0.00022 | -0.000142 | -3.3e-05 | -4.7e-05 | -2.6e-05 | 4.5e-05 | 2.5e-05 | -3.1e-05 | -2.8e-05 | 0 | 1.9e-05 | 0.000366 | 0.000788 | 0.001194 | 0.001506 | 0.001669 | 0.001656 | 0.001525 | 0.001232 | 0.000916 | 0.000501
-0.010951 | -0.008266 | -0.006766 | -0.005347 | -0.0041 | -0.003232 | -0.00262 | -0.002212 | -0.001815 | -0.001452 | -0.001134 | -0.000798 | -0.000412 | -0.000251 | -0.000172 | -7.9e-05 | -7.6e-05 | -1.6e-05 | 7e-06 | 3.8e-05 | -5e-05 | -2.7e-05 | 0 | 4.1e-05 | 0.00039 | 0.000799 | 0.001203 | 0.001524 | 0.001669 | 0.001662 | 0.001536 | 0.001263 | 0.00097 | 0.000562
-0.010917 | -0.00824 | -0.00676 | -0.005356 | -0.004118 | -0.003221 | -0.002651 | -0.002244 | -0.001818 | -0.001486 | -0.00115 | -0.000828 | -0.000477 | -0.000311 | -0.000175 | -9.2e-05 | -9.5e-05 | -6.4e-05 | 1.9e-05 | 1.9e-05 | -5.9e-05 | -1.4e-05 | 0 | 6.4e-05 | 0.000399 | 0.000819 | 0.001194 | 0.001512 | 0.001648 | 0.001661 | 0.001548 | 0.00129 | 0.000984 | 0.000573
-0.010917 | -0.008252 | -0.006766 | -0.00536 | -0.004148 | -0.003274 | -0.00268 | -0.002297 | -0.001889 | -0.001537 | -0.001206 | -0.000879 | -0.000513 | -0.000356 | -0.000212 | -0.000122 | -0.000141 | -0.000104 | -2.3e-05 | -1.6e-05 | -6.5e-05 | -2.3e-05 | 0 | 4.7e-05 | 0.000373 | 0.000809 | 0.001169 | 0.001481 | 0.001608 | 0.001615 | 0.001517 | 0.001269 | 0.000997 | 0.000606
-0.011037 | -0.008354 | -0.006872 | -0.005454 | -0.004218 | -0.003374 | -0.002775 | -0.00237 | -0.001942 | -0.00159 | -0.001263 | -0.000943 | -0.000566 | -0.000381 | -0.000286 | -0.000154 | -0.000164 | -0.00012 | -5e-05 | -4.1e-05 | -7.3e-05 | -3.9e-05 | 0 | 3.9e-05 | 0.000373 | 0.000798 | 0.001159 | 0.001467 | 0.0016 | 0.001634 | 0.001527 | 0.001288 | 0.001 | 0.000632
-0.010941 | -0.008242 | -0.006768 | -0.005367 | -0.004152 | -0.003291 | -0.002713 | -0.002318 | -0.001917 | -0.001597 | -0.001238 | -0.000919 | -0.00056 | -0.000375 | -0.000267 | -0.000131 | -0.000157 | -0.000108 | -2.3e-05 | -2.6e-05 | -6.5e-05 | -4.2e-05 | 0 | 4.5e-05 | 0.000376 | 0.000785 | 0.001137 | 0.001444 | 0.00158 | 0.001606 | 0.001483 | 0.001279 | 0.000996 | 0.000632
-0.011146 | -0.008438 | -0.006946 | -0.00553 | -0.004298 | -0.003439 | -0.002837 | -0.002428 | -0.00202 | -0.001674 | -0.001325 | -0.001005 | -0.00064 | -0.000457 | -0.000318 | -0.000196 | -0.000199 | -0.000147 | -3.8e-05 | -3.5e-05 | -6.5e-05 | -2.8e-05 | 0 | 6.5e-05 | 0.000383 | 0.000796 | 0.001146 | 0.001448 | 0.001585 | 0.001615 | 0.001503 | 0.0013 | 0.001049 | 0.00065
-0.011224 | -0.008515 | -0.007011 | -0.005586 | -0.004367 | -0.003475 | -0.002891 | -0.002481 | -0.00207 | -0.001739 | -0.001389 | -0.001067 | -0.000665 | -0.000485 | -0.000322 | -0.00023 | -0.000246 | -0.000197 | -8.1e-05 | -6.6e-05 | -0.00011 | -5.8e-05 | 0 | 3.9e-05 | 0.000344 | 0.000738 | 0.001113 | 0.001415 | 0.001555 | 0.001591 | 0.00149 | 0.001289 | 0.001018 | 0.000659
-0.011277 | -0.008573 | -0.007065 | -0.005657 | -0.004435 | -0.00355 | -0.002952 | -0.002558 | -0.002129 | -0.0018 | -0.001436 | -0.001124 | -0.000694 | -0.000528 | -0.000369 | -0.000244 | -0.000236 | -0.000208 | -8.7e-05 | -5.8e-05 | -7.6e-05 | -6e-05 | 0 | 7.1e-05 | 0.00037 | 0.00077 | 0.001121 | 0.001412 | 0.001577 | 0.001614 | 0.001521 | 0.001325 | 0.001055 | 0.000685
-0.011416 | -0.008735 | -0.007236 | -0.005804 | -0.004587 | -0.003683 | -0.003092 | -0.002662 | -0.002234 | -0.001878 | -0.00151 | -0.001161 | -0.000765 | -0.000595 | -0.000428 | -0.000306 | -0.000311 | -0.000231 | -0.000118 | -8.7e-05 | -0.000119 | -5.7e-05 | 0 | 6.3e-05 | 0.000358 | 0.000745 | 0.001099 | 0.001399 | 0.001545 | 0.00159 | 0.001518 | 0.001325 | 0.001059 | 0.000714
-0.011381 | -0.008716 | -0.00723 | -0.005818 | -0.004596 | -0.003721 | -0.003113 | -0.002681 | -0.002259 | -0.001879 | -0.001526 | -0.001179 | -0.000798 | -0.000606 | -0.000428 | -0.000301 | -0.000298 | -0.00021 | -0.000109 | -8.1e-05 | -9.8e-05 | -3.3e-05 | 0 | 9.2e-05 | 0.000392 | 0.000782 | 0.001144 | 0.001438 | 0.001597 | 0.001655 | 0.001576 | 0.001393 | 0.001116 | 0.000796
-0.011573 | -0.009062 | -0.007617 | -0.006249 | -0.005033 | -0.004143 | -0.003505 | -0.003012 | -0.002559 | -0.002199 | -0.001783 | -0.001449 | -0.001043 | -0.000819 | -0.000644 | -0.000498 | -0.000475 | -0.000386 | -0.000267 | -0.000175 | -0.000149 | -7.1e-05 | 0 | 0.000126 | 0.000541 | 0.001033 | 0.001453 | 0.001814 | 0.001971 | 0.002052 | 0.001991 | 0.001816 | 0.001611 | 0.001289
-0.011456 | -0.008963 | -0.007547 | -0.006191 | -0.004988 | -0.004112 | -0.00346 | -0.002981 | -0.002541 | -0.00215 | -0.001795 | -0.001432 | -0.001039 | -0.000831 | -0.000653 | -0.000516 | -0.000478 | -0.000397 | -0.000267 | -0.000172 | -0.000153 | -9.2e-05 | 0 | 0.000119 | 0.000521 | 0.001008 | 0.001447 | 0.001795 | 0.001964 | 0.00205 | 0.001997 | 0.001838 | 0.001614 | 0.001329
-0.011441 | -0.009006 | -0.007591 | -0.006253 | -0.005056 | -0.004162 | -0.003505 | -0.003004 | -0.002584 | -0.002176 | -0.001804 | -0.001455 | -0.001071 | -0.000866 | -0.000667 | -0.000522 | -0.000512 | -0.000397 | -0.000273 | -0.000182 | -0.000161 | -9.9e-05 | 0 | 0.000105 | 0.000489 | 0.000993 | 0.001419 | 0.001771 | 0.00196 | 0.002038 | 0.001992 | 0.001858 | 0.001635 | 0.001354
-0.011368 | -0.008976 | -0.007588 | -0.006265 | -0.005071 | -0.004197 | -0.003554 | -0.003067 | -0.002617 | -0.002221 | -0.001871 | -0.001496 | -0.001094 | -0.000887 | -0.000722 | -0.000567 | -0.000538 | -0.000428 | -0.000293 | -0.000213 | -0.000178 | -0.000121 | 0 | 0.000103 | 0.000509 | 0.00101 | 0.001468 | 0.001839 | 0.002038 | 0.002125 | 0.002077 | 0.001924 | 0.001745 | 0.001454
-0.011383 | -0.009007 | -0.007636 | -0.006334 | -0.005142 | -0.004263 | -0.003631 | -0.003145 | -0.00267 | -0.002297 | -0.001923 | -0.001555 | -0.001172 | -0.000943 | -0.000765 | -0.000613 | -0.00056 | -0.000469 | -0.000333 | -0.000256 | -0.000197 | -0.000123 | 0 | 8.6e-05 | 0.000489 | 0.000995 | 0.001458 | 0.001839 | 0.002047 | 0.002133 | 0.002097 | 0.001962 | 0.001766 | 0.001502
-0.011419 | -0.009079 | -0.007702 | -0.006397 | -0.005219 | -0.004328 | -0.003686 | -0.003221 | -0.002743 | -0.002338 | -0.001963 | -0.001575 | -0.001198 | -0.000964 | -0.000773 | -0.000679 | -0.000603 | -0.000462 | -0.000317 | -0.000215 | -0.000168 | -9.9e-05 | 0 | 0.000113 | 0.000523 | 0.001029 | 0.001524 | 0.001906 | 0.002123 | 0.002192 | 0.002183 | 0.002056 | 0.001875 | 0.001597
-0.011524 | -0.009201 | -0.00784 | -0.006543 | -0.005345 | -0.004449 | -0.003808 | -0.003314 | -0.002849 | -0.002457 | -0.002062 | -0.00167 | -0.001295 | -0.001067 | -0.000856 | -0.000717 | -0.000616 | -0.000493 | -0.000348 | -0.000261 | -0.000191 | -0.000109 | 0 | 0.000115 | 0.000553 | 0.001058 | 0.001556 | 0.001957 | 0.002174 | 0.002275 | 0.002251 | 0.002119 | 0.001972 | 0.001689
-0.01165 | -0.009342 | -0.00798 | -0.006667 | -0.005493 | -0.004608 | -0.003969 | -0.003454 | -0.002993 | -0.002539 | -0.002142 | -0.001756 | -0.001366 | -0.001138 | -0.000941 | -0.000771 | -0.00066 | -0.000554 | -0.000387 | -0.000283 | -0.00022 | -0.000122 | 0 | 0.000136 | 0.000569 | 0.001098 | 0.001608 | 0.002023 | 0.002256 | 0.002346 | 0.002343 | 0.002232 | 0.002069 | 0.001817
-0.011768 | -0.009458 | -0.008085 | -0.006813 | -0.005622 | -0.00474 | -0.004091 | -0.00357 | -0.003104 | -0.002659 | -0.002264 | -0.001867 | -0.001444 | -0.001206 | -0.001039 | -0.000841 | -0.00073 | -0.000595 | -0.000413 | -0.000309 | -0.000214 | -0.000124 | 0 | 0.000138 | 0.000574 | 0.001128 | 0.001649 | 0.002084 | 0.002324 | 0.002431 | 0.002425 | 0.002327 | 0.002153 | 0.001905
-0.011861 | -0.009567 | -0.008222 | -0.006934 | -0.005751 | -0.004878 | -0.004211 | -0.003702 | -0.003225 | -0.002785 | -0.002389 | -0.002006 | -0.001534 | -0.001289 | -0.001104 | -0.000901 | -0.000811 | -0.000644 | -0.000464 | -0.000335 | -0.000237 | -0.00015 | 0 | 0.000139 | 0.000585 | 0.001149 | 0.001688 | 0.002126 | 0.002389 | 0.002487 | 0.002511 | 0.002393 | 0.002229 | 0.002009
-0.012035 | -0.009744 | -0.008386 | -0.007104 | -0.005935 | -0.005053 | -0.004401 | -0.003887 | -0.003375 | -0.002931 | -0.00251 | -0.002104 | -0.001656 | -0.00138 | -0.001145 | -0.001004 | -0.000871 | -0.000702 | -0.000519 | -0.000369 | -0.000276 | -0.00015 | 0 | 0.000167 | 0.000614 | 0.001202 | 0.001741 | 0.002204 | 0.002447 | 0.002578 | 0.002578 | 0.002478 | 0.002318 | 0.002105
-0.012153 | -0.009851 | -0.00849 | -0.007185 | -0.005998 | -0.005108 | -0.004437 | -0.003908 | -0.003413 | -0.002985 | -0.002551 | -0.002128 | -0.001688 | -0.001408 | -0.001195 | -0.001003 | -0.000889 | -0.000708 | -0.000532 | -0.000362 | -0.000256 | -0.000148 | 0 | 0.000164 | 0.000646 | 0.001234 | 0.001804 | 0.002263 | 0.002523 | 0.002658 | 0.002664 | 0.002564 | 0.002424 | 0.002187
-0.012193 | -0.009895 | -0.008542 | -0.007244 | -0.006061 | -0.005174 | -0.0045 | -0.003986 | -0.003502 | -0.003059 | -0.002624 | -0.002197 | -0.00174 | -0.001485 | -0.001244 | -0.001046 | -0.000934 | -0.000753 | -0.000558 | -0.00038 | -0.000268 | -0.000134 | 0 | 0.00018 | 0.000657 | 0.001282 | 0.001842 | 0.002321 | 0.002587 | 0.002711 | 0.002732 | 0.002647 | 0.002499 | 0.002283
-0.012293 | -0.009975 | -0.008601 | -0.00729 | -0.006126 | -0.005212 | -0.004561 | -0.004045 | -0.003538 | -0.003076 | -0.002652 | -0.002236 | -0.001788 | -0.001513 | -0.0013 | -0.001111 | -0.000967 | -0.000797 | -0.000592 | -0.000433 | -0.000304 | -0.000174 | 0 | 0.000157 | 0.000636 | 0.001263 | 0.001844 | 0.002325 | 0.002597 | 0.002715 | 0.002738 | 0.002665 | 0.002515 | 0.002322
-0.012277 | -0.009989 | -0.00862 | -0.007338 | -0.00618 | -0.005279 | -0.004622 | -0.004113 | -0.003605 | -0.00314 | -0.002732 | -0.002299 | -0.00185 | -0.001559 | -0.001358 | -0.001142 | -0.000987 | -0.000834 | -0.000637 | -0.000445 | -0.000308 | -0.00018 | 0 | 0.000172 | 0.000664 | 0.001321 | 0.001886 | 0.002362 | 0.002649 | 0.002795 | 0.002831 | 0.00274 | 0.002607 | 0.002399
-0.012341 | -0.010048 | -0.008688 | -0.007376 | -0.006203 | -0.005279 | -0.004621 | -0.004107 | -0.00361 | -0.003146 | -0.002751 | -0.002323 | -0.001858 | -0.001572 | -0.001363 | -0.001144 | -0.000979 | -0.000822 | -0.000615 | -0.00045 | -0.000299 | -0.000183 | 0 | 0.000189 | 0.00068 | 0.00133 | 0.001923 | 0.002402 | 0.002666 | 0.002808 | 0.002845 | 0.002764 | 0.002659 | 0.002415
-0.012341 | -0.010052 | -0.0087 | -0.007403 | -0.006224 | -0.005334 | -0.004656 | -0.004155 | -0.003633 | -0.003186 | -0.002755 | -0.002351 | -0.001903 | -0.001597 | -0.0014 | -0.00119 | -0.00105 | -0.000874 | -0.000658 | -0.000496 | -0.000338 | -0.000177 | 0 | 0.000182 | 0.000674 | 0.001308 | 0.001892 | 0.002391 | 0.00266 | 0.002804 | 0.00283 | 0.00275 | 0.002646 | 0.002415
-0.012411 | -0.010133 | -0.008785 | -0.007494 | -0.006322 | -0.005424 | -0.004714 | -0.00422 | -0.003716 | -0.003249 | -0.0028 | -0.002373 | -0.001966 | -0.00163 | -0.001425 | -0.001217 | -0.001067 | -0.000905 | -0.000673 | -0.000493 | -0.000354 | -0.000173 | 0 | 0.000177 | 0.00068 | 0.001311 | 0.001903 | 0.002375 | 0.002639 | 0.002811 | 0.002829 | 0.002765 | 0.00264 | 0.002412
-0.01241 | -0.010124 | -0.00876 | -0.007461 | -0.006283 | -0.005373 | -0.004701 | -0.004169 | -0.003658 | -0.003212 | -0.002809 | -0.002363 | -0.001945 | -0.001636 | -0.001449 | -0.00118 | -0.00107 | -0.000873 | -0.000664 | -0.000467 | -0.000339 | -0.000167 | 0 | 0.000183 | 0.000673 | 0.001311 | 0.001867 | 0.002339 | 0.002612 | 0.002756 | 0.002812 | 0.002752 | 0.002626 | 0.0024
-0.012397 | -0.010128 | -0.00878 | -0.007488 | -0.006307 | -0.005393 | -0.004704 | -0.0042 | -0.003704 | -0.00325 | -0.002818 | -0.002383 | -0.001932 | -0.001626 | -0.00142 | -0.001213 | -0.001089 | -0.000894 | -0.000666 | -0.000498 | -0.000353 | -0.000193 | 0 | 0.000167 | 0.000657 | 0.001279 | 0.001846 | 0.002305 | 0.002581 | 0.002745 | 0.002757 | 0.00271 | 0.0026 | 0.002369
-0.012413 | -0.01014 | -0.008797 | -0.007505 | -0.006338 | -0.005403 | -0.004719 | -0.004221 | -0.003726 | -0.003254 | -0.002815 | -0.002389 | -0.001931 | -0.001647 | -0.001413 | -0.001217 | -0.001056 | -0.00091 | -0.000657 | -0.000495 | -0.000334 | -0.000182 | 0 | 0.000164 | 0.000656 | 0.001262 | 0.001797 | 0.002244 | 0.002534 | 0.002701 | 0.002707 | 0.002623 | 0.002551 | 0.002333
-0.012398 | -0.010127 | -0.008775 | -0.007497 | -0.006308 | -0.00537 | -0.004694 | -0.00416 | -0.003646 | -0.003202 | -0.002773 | -0.002349 | -0.001909 | -0.001615 | -0.001409 | -0.001191 | -0.001067 | -0.00092 | -0.000655 | -0.000492 | -0.000343 | -0.000181 | 0 | 0.000154 | 0.00064 | 0.00124 | 0.001734 | 0.002177 | 0.002453 | 0.002616 | 0.002647 | 0.002579 | 0.002473 | 0.002257
-0.012406 | -0.010155 | -0.008799 | -0.007525 | -0.00633 | -0.005409 | -0.004721 | -0.004186 | -0.003694 | -0.00322 | -0.002791 | -0.002365 | -0.001889 | -0.001625 | -0.001392 | -0.001171 | -0.001018 | -0.00088 | -0.000647 | -0.000456 | -0.000344 | -0.000168 | 0 | 0.000162 | 0.00063 | 0.001235 | 0.001716 | 0.00219 | 0.002432 | 0.002579 | 0.002619 | 0.002506 | 0.002421 | 0.002209
-0.012446 | -0.010181 | -0.008836 | -0.007523 | -0.006334 | -0.005422 | -0.004698 | -0.004186 | -0.00367 | -0.003194 | -0.002766 | -0.002389 | -0.001905 | -0.001624 | -0.001368 | -0.001137 | -0.001038 | -0.00085 | -0.000634 | -0.000448 | -0.000337 | -0.000145 | 0 | 0.000163 | 0.000621 | 0.001187 | 0.001696 | 0.002131 | 0.002373 | 0.002506 | 0.002544 | 0.002456 | 0.002341 | 0.002139
-0.012542 | -0.010254 | -0.008898 | -0.007588 | -0.006368 | -0.005449 | -0.004717 | -0.004196 | -0.003668 | -0.003229 | -0.002758 | -0.002357 | -0.001896 | -0.001632 | -0.001382 | -0.001147 | -0.001036 | -0.000865 | -0.000622 | -0.000428 | -0.000312 | -0.000148 | 0 | 0.000162 | 0.0006 | 0.00115 | 0.001637 | 0.002045 | 0.002287 | 0.002422 | 0.002466 | 0.002375 | 0.002266 | 0.002028
-0.012442 | -0.01016 | -0.008816 | -0.00752 | -0.006309 | -0.005364 | -0.004691 | -0.00416 | -0.003651 | -0.003167 | -0.002745 | -0.002337 | -0.001858 | -0.001616 | -0.001357 | -0.00115 | -0.001043 | -0.000887 | -0.000618 | -0.000463 | -0.000323 | -0.000168 | 0 | 0.000118 | 0.000551 | 0.001098 | 0.001555 | 0.001964 | 0.002178 | 0.00231 | 0.002372 | 0.002253 | 0.002146 | 0.001907
-0.012274 | -0.010033 | -0.008686 | -0.007432 | -0.006244 | -0.005298 | -0.004619 | -0.004121 | -0.003586 | -0.003129 | -0.00269 | -0.00229 | -0.00183 | -0.00158 | -0.001367 | -0.001084 | -0.000986 | -0.000868 | -0.000607 | -0.000465 | -0.000337 | -0.000145 | 0 | 0.000134 | 0.000559 | 0.001086 | 0.001549 | 0.001947 | 0.002189 | 0.002324 | 0.002327 | 0.002239 | 0.002131 | 0.00189
-0.012295 | -0.010043 | -0.008696 | -0.007412 | -0.006244 | -0.005328 | -0.00463 | -0.004123 | -0.003587 | -0.003166 | -0.002689 | -0.002326 | -0.001837 | -0.001614 | -0.00136 | -0.001109 | -0.001005 | -0.000854 | -0.000595 | -0.000441 | -0.000353 | -0.000145 | 0 | 0.000146 | 0.000586 | 0.001099 | 0.001564 | 0.001948 | 0.002194 | 0.002295 | 0.002331 | 0.002263 | 0.00216 | 0.001894
-0.012337 | -0.01008 | -0.008756 | -0.007451 | -0.006271 | -0.00535 | -0.004675 | -0.004166 | -0.003638 | -0.003186 | -0.002708 | -0.002354 | -0.001848 | -0.001584 | -0.001365 | -0.001142 | -0.001049 | -0.000875 | -0.000657 | -0.000465 | -0.000313 | -0.000133 | 0 | 0.000165 | 0.000607 | 0.001124 | 0.001602 | 0.002001 | 0.002232 | 0.002366 | 0.002379 | 0.002269 | 0.002209 | 0.001948
-0.012477 | -0.010209 | -0.008864 | -0.007568 | -0.006354 | -0.005408 | -0.004742 | -0.004208 | -0.003686 | -0.003228 | -0.002797 | -0.002405 | -0.001928 | -0.001637 | -0.00135 | -0.001171 | -0.001089 | -0.000918 | -0.000628 | -0.000458 | -0.000349 | -0.000174 | 0 | 0.00018 | 0.000632 | 0.001147 | 0.001647 | 0.002033 | 0.002283 | 0.002409 | 0.002437 | 0.002329 | 0.002242 | 0.00198
-0.012616 | -0.010334 | -0.008974 | -0.007683 | -0.006469 | -0.005492 | -0.004827 | -0.004336 | -0.003739 | -0.003309 | -0.002862 | -0.002454 | -0.001982 | -0.00165 | -0.001456 | -0.001229 | -0.001126 | -0.000938 | -0.000672 | -0.000496 | -0.000334 | -0.000168 | 0 | 0.000176 | 0.000664 | 0.001182 | 0.001657 | 0.002064 | 0.002292 | 0.002462 | 0.002494 | 0.002405 | 0.00226 | 0.00204
-0.012739 | -0.010435 | -0.009087 | -0.007771 | -0.006543 | -0.005554 | -0.004897 | -0.00439 | -0.003823 | -0.003338 | -0.002919 | -0.002504 | -0.00198 | -0.001727 | -0.001436 | -0.001239 | -0.00114 | -0.000962 | -0.000683 | -0.000487 | -0.000376 | -0.000128 | 0 | 0.000195 | 0.000671 | 0.001189 | 0.001675 | 0.002052 | 0.002291 | 0.002445 | 0.002484 | 0.002394 | 0.002324 | 0.002089
-0.01272 | -0.010417 | -0.00904 | -0.007747 | -0.006519 | -0.005565 | -0.004883 | -0.004366 | -0.003821 | -0.003324 | -0.002911 | -0.002472 | -0.00197 | -0.001664 | -0.001421 | -0.001238 | -0.001146 | -0.000938 | -0.000667 | -0.000459 | -0.000389 | -0.000183 | 0 | 0.000181 | 0.000676 | 0.001174 | 0.001665 | 0.002064 | 0.002256 | 0.002443 | 0.002479 | 0.002362 | 0.00231 | 0.002082
-0.012627 | -0.01037 | -0.009015 | -0.007724 | -0.006503 | -0.005584 | -0.00487 | -0.004357 | -0.003817 | -0.003317 | -0.002885 | -0.002519 | -0.002026 | -0.001695 | -0.001512 | -0.001266 | -0.001149 | -0.000945 | -0.000688 | -0.000477 | -0.000399 | -0.000222 | 0 | 0.000187 | 0.000671 | 0.001156 | 0.001694 | 0.002074 | 0.002291 | 0.002471 | 0.00248 | 0.002388 | 0.002341 | 0.002083
-0.012849 | -0.010565 | -0.00923 | -0.007943 | -0.006685 | -0.005725 | -0.005043 | -0.004511 | -0.003953 | -0.003481 | -0.003013 | -0.002591 | -0.002056 | -0.001819 | -0.001557 | -0.001292 | -0.001229 | -0.001 | -0.000741 | -0.000532 | -0.000389 | -0.000197 | 0 | 0.000196 | 0.000699 | 0.001193 | 0.001702 | 0.0021 | 0.002326 | 0.002494 | 0.002537 | 0.002442 | 0.002409 | 0.00212
-0.013162 | -0.010834 | -0.009459 | -0.008143 | -0.006868 | -0.005913 | -0.005202 | -0.004669 | -0.004082 | -0.00357 | -0.003148 | -0.002707 | -0.002172 | -0.001897 | -0.001644 | -0.00137 | -0.00128 | -0.001048 | -0.000797 | -0.000601 | -0.00041 | -0.000264 | 0 | 0.000138 | 0.000629 | 0.001135 | 0.001652 | 0.002015 | 0.002291 | 0.002427 | 0.002485 | 0.002372 | 0.002341 | 0.002065
-0.013128 | -0.010827 | -0.009451 | -0.00819 | -0.006916 | -0.005979 | -0.005268 | -0.004715 | -0.004089 | -0.003645 | -0.003138 | -0.002763 | -0.002213 | -0.001898 | -0.001666 | -0.001355 | -0.001348 | -0.001097 | -0.000795 | -0.000567 | -0.000403 | -0.000267 | 0 | 0.000194 | 0.000681 | 0.001199 | 0.001754 | 0.00211 | 0.002372 | 0.00253 | 0.002574 | 0.00244 | 0.002418 | 0.002202
-0.013398 | -0.011055 | -0.009683 | -0.008368 | -0.00705 | -0.006129 | -0.005399 | -0.004794 | -0.004187 | -0.003691 | -0.003208 | -0.002781 | -0.002222 | -0.001939 | -0.001676 | -0.001412 | -0.001311 | -0.001079 | -0.000815 | -0.000599 | -0.000441 | -0.000249 | 0 | 0.000209 | 0.000672 | 0.001197 | 0.001759 | 0.002105 | 0.002388 | 0.002548 | 0.002566 | 0.002498 | 0.00244 | 0.002159
-0.013434 | -0.011115 | -0.009756 | -0.008443 | -0.007144 | -0.006141 | -0.005419 | -0.004867 | -0.004253 | -0.003759 | -0.00329 | -0.002891 | -0.002273 | -0.001949 | -0.001795 | -0.001517 | -0.00138 | -0.001118 | -0.000858 | -0.00064 | -0.000487 | -0.000289 | 0 | 0.000145 | 0.000649 | 0.001152 | 0.001696 | 0.002072 | 0.002326 | 0.002496 | 0.002544 | 0.002436 | 0.002444 | 0.002186
-0.013643 | -0.011337 | -0.009926 | -0.008611 | -0.007298 | -0.006294 | -0.005563 | -0.00493 | -0.00438 | -0.003864 | -0.003302 | -0.002913 | -0.002349 | -0.001996 | -0.001806 | -0.001555 | -0.001404 | -0.001103 | -0.0009 | -0.000667 | -0.000419 | -0.000263 | 0 | 0.000201 | 0.000736 | 0.001238 | 0.001795 | 0.002173 | 0.002425 | 0.00259 | 0.002627 | 0.002545 | 0.002525 | 0.00227
-0.013734 | -0.011393 | -0.009995 | -0.00868 | -0.007364 | -0.006352 | -0.005602 | -0.005019 | -0.004361 | -0.003926 | -0.003386 | -0.002966 | -0.00236 | -0.002042 | -0.00182 | -0.00155 | -0.001432 | -0.001189 | -0.000874 | -0.000667 | -0.000486 | -0.000305 | 0 | 0.000168 | 0.000716 | 0.001198 | 0.001739 | 0.002126 | 0.00238 | 0.002549 | 0.002578 | 0.002482 | 0.002489 | 0.002263
-0.01368 | -0.011305 | -0.009955 | -0.008616 | -0.007304 | -0.006301 | -0.005553 | -0.004942 | -0.004441 | -0.003863 | -0.003383 | -0.002923 | -0.002335 | -0.002028 | -0.001818 | -0.001463 | -0.001424 | -0.001166 | -0.000857 | -0.000638 | -0.000546 | -0.000306 | 0 | 0.00015 | 0.000702 | 0.001184 | 0.001739 | 0.002115 | 0.002373 | 0.002548 | 0.002586 | 0.002533 | 0.00247 | 0.002222

## CC_tcarray
0.057237 | 0.056322 | 0.053855 | 0.051753 | 0.04856 | 0.045333 | 0.042627 | 0.039562 | 0.03743 | 0.034995 | 0.032123 | 0.028885 | 0.025837 | 0.022352 | 0.018949 | 0.016999 | 0.015995 | 0.01292 | 0.010757 | 0.007934 | 0.005017 | 0.002375 | 0 | -0.001753 | -0.004358 | -0.007369 | -0.010665 | -0.014003 | -0.017706 | -0.020498 | -0.024198 | -0.027539 | -0.030611 | -0.032885
0.046088 | 0.045601 | 0.044207 | 0.043591 | 0.042244 | 0.040278 | 0.037894 | 0.035196 | 0.032652 | 0.030555 | 0.027411 | 0.025155 | 0.021989 | 0.019078 | 0.016251 | 0.014732 | 0.013546 | 0.011161 | 0.00905 | 0.006603 | 0.004135 | 0.001928 | 0 | -0.001621 | -0.003711 | -0.006852 | -0.009693 | -0.012598 | -0.015876 | -0.018906 | -0.021807 | -0.024629 | -0.026779 | -0.028595
0.039673 | 0.03857 | 0.03758 | 0.036572 | 0.036264 | 0.035094 | 0.033327 | 0.031098 | 0.028775 | 0.026686 | 0.023731 | 0.021494 | 0.019228 | 0.016723 | 0.014169 | 0.012463 | 0.011806 | 0.009788 | 0.007924 | 0.006079 | 0.003344 | 0.002162 | 0 | -0.000854 | -0.002829 | -0.005427 | -0.008012 | -0.010628 | -0.013501 | -0.016076 | -0.018934 | -0.021567 | -0.023661 | -0.025319
0.032571 | 0.031769 | 0.030453 | 0.029687 | 0.028992 | 0.028002 | 0.02661 | 0.025216 | 0.023228 | 0.021572 | 0.019421 | 0.017868 | 0.015752 | 0.013832 | 0.011349 | 0.010337 | 0.009699 | 0.00784 | 0.006577 | 0.004887 | 0.002889 | 0.001325 | 0 | -0.001046 | -0.002706 | -0.004886 | -0.007165 | -0.009351 | -0.011905 | -0.014195 | -0.016565 | -0.018815 | -0.020587 | -0.022024
0.028139 | 0.027506 | 0.026459 | 0.02613 | 0.025353 | 0.024538 | 0.023339 | 0.021916 | 0.020196 | 0.018883 | 0.017164 | 0.015392 | 0.013526 | 0.011876 | 0.010023 | 0.009044 | 0.008533 | 0.006875 | 0.0055 | 0.004348 | 0.00253 | 0.001336 | 0 | -0.000757 | -0.002242 | -0.003993 | -0.005888 | -0.007784 | -0.010336 | -0.012341 | -0.014531 | -0.016222 | -0.017933 | -0.019114
0.024078 | 0.023579 | 0.02264 | 0.022153 | 0.02176 | 0.021207 | 0.020428 | 0.01913 | 0.017849 | 0.016505 | 0.014905 | 0.013412 | 0.011669 | 0.010201 | 0.008644 | 0.007828 | 0.007066 | 0.006016 | 0.004951 | 0.003688 | 0.002015 | 0.001051 | 0 | -0.000793 | -0.001993 | -0.003652 | -0.005214 | -0.006968 | -0.009121 | -0.011113 | -0.012996 | -0.014814 | -0.01591 | -0.017164
0.019994 | 0.020021 | 0.019587 | 0.019273 | 0.018922 | 0.018706 | 0.018113 | 0.017292 | 0.016028 | 0.015105 | 0.013195 | 0.01192 | 0.010718 | 0.009451 | 0.007686 | 0.007386 | 0.006659 | 0.005277 | 0.004602 | 0.003491 | 0.002112 | 0.001147 | 0 | -0.000434 | -0.001584 | -0.002955 | -0.004469 | -0.006196 | -0.008063 | -0.009659 | -0.011508 | -0.012933 | -0.01408 | -0.015179
0.016938 | 0.016929 | 0.016725 | 0.016807 | 0.01682 | 0.016645 | 0.016141 | 0.015365 | 0.014171 | 0.013163 | 0.011613 | 0.010537 | 0.009277 | 0.00837 | 0.006846 | 0.006149 | 0.005826 | 0.004765 | 0.003912 | 0.003001 | 0.001632 | 0.000977 | 0 | -0.000637 | -0.001626 | -0.003043 | -0.004479 | -0.006001 | -0.007722 | -0.009398 | -0.010838 | -0.012062 | -0.013091 | -0.014129
0.01457 | 0.015093 | 0.014753 | 0.014756 | 0.014774 | 0.01455 | 0.014075 | 0.013386 | 0.012722 | 0.012035 | 0.010672 | 0.009472 | 0.008359 | 0.007354 | 0.006125 | 0.005605 | 0.005116 | 0.00437 | 0.003429 | 0.002647 | 0.001373 | 0.00073 | 0 | -0.000579 | -0.001335 | -0.002562 | -0.004001 | -0.005406 | -0.007082 | -0.008492 | -0.009977 | -0.011088 | -0.012054 | -0.013008
0.012981 | 0.013459 | 0.013548 | 0.01363 | 0.013589 | 0.013285 | 0.012792 | 0.012204 | 0.011524 | 0.010886 | 0.009296 | 0.008438 | 0.007565 | 0.006549 | 0.005426 | 0.004917 | 0.004706 | 0.003776 | 0.003151 | 0.002291 | 0.001292 | 0.000612 | 0 | -0.00044 | -0.00118 | -0.002228 | -0.003482 | -0.004829 | -0.006207 | -0.00759 | -0.008875 | -0.009886 | -0.010778 | -0.011438
0.01144 | 0.012198 | 0.012171 | 0.012095 | 0.012057 | 0.011857 | 0.011441 | 0.011009 | 0.010188 | 0.009761 | 0.008447 | 0.007581 | 0.00664 | 0.00596 | 0.004946 | 0.00451 | 0.00426 | 0.00345 | 0.002788 | 0.00207 | 0.001177 | 0.000731 | 0 | -0.000236 | -0.000796 | -0.001809 | -0.003063 | -0.004247 | -0.005652 | -0.006763 | -0.007996 | -0.009036 | -0.009663 | -0.010341
0.010259 | 0.011168 | 0.010925 | 0.010787 | 0.010701 | 0.010564 | 0.010291 | 0.009507 | 0.009157 | 0.008675 | 0.007474 | 0.006735 | 0.005924 | 0.00509 | 0.004193 | 0.003791 | 0.003476 | 0.002927 | 0.002462 | 0.001772 | 0.000848 | 0.00049 | 0 | -0.000321 | -0.000721 | -0.001528 | -0.002648 | -0.003812 | -0.005186 | -0.006357 | -0.007525 | -0.008424 | -0.009083 | -0.009803
0.008664 | 0.00931 | 0.009247 | 0.009265 | 0.009246 | 0.009115 | 0.008843 | 0.008443 | 0.007886 | 0.007552 | 0.006484 | 0.005877 | 0.005093 | 0.004458 | 0.003638 | 0.003319 | 0.003045 | 0.0025 | 0.002196 | 0.001593 | 0.000925 | 0.000481 | 0 | -0.00028 | -0.000618 | -0.00143 | -0.002375 | -0.003495 | -0.004722 | -0.005768 | -0.006739 | -0.007597 | -0.008327 | -0.008839
0.007814 | 0.008387 | 0.008322 | 0.00837 | 0.00829 | 0.008267 | 0.007984 | 0.007714 | 0.007137 | 0.006875 | 0.005756 | 0.005255 | 0.004675 | 0.004068 | 0.003282 | 0.002955 | 0.002769 | 0.002275 | 0.001911 | 0.00143 | 0.000772 | 0.000397 | 0 | -0.000274 | -0.000542 | -0.001285 | -0.002229 | -0.003307 | -0.004463 | -0.005487 | -0.006515 | -0.00725 | -0.007938 | -0.008361
0.007023 | 0.007603 | 0.00739 | 0.007419 | 0.007447 | 0.007468 | 0.007262 | 0.006895 | 0.006602 | 0.006411 | 0.005406 | 0.004758 | 0.004329 | 0.003659 | 0.002936 | 0.002625 | 0.002603 | 0.002061 | 0.001741 | 0.001279 | 0.00077 | 0.000336 | 0 | -0.000276 | -0.000542 | -0.001239 | -0.002251 | -0.003255 | -0.00437 | -0.005366 | -0.006263 | -0.007053 | -0.007639 | -0.008223
0.005504 | 0.006222 | 0.006319 | 0.006376 | 0.00657 | 0.006673 | 0.00656 | 0.00622 | 0.005949 | 0.005701 | 0.004888 | 0.004417 | 0.003864 | 0.003411 | 0.002574 | 0.002475 | 0.002262 | 0.001928 | 0.001639 | 0.001241 | 0.000661 | 0.000313 | 0 | -0.000222 | -0.000548 | -0.001159 | -0.002108 | -0.003087 | -0.004236 | -0.0051 | -0.005979 | -0.0067 | -0.007387 | -0.007864
0.005216 | 0.005855 | 0.005918 | 0.006032 | 0.006172 | 0.006251 | 0.006242 | 0.006016 | 0.005699 | 0.005391 | 0.00465 | 0.004187 | 0.003696 | 0.003373 | 0.002633 | 0.002422 | 0.002269 | 0.001888 | 0.001551 | 0.001249 | 0.000685 | 0.000452 | 0 | -0.000129 | -0.000457 | -0.001038 | -0.001978 | -0.002967 | -0.004025 | -0.004893 | -0.005712 | -0.00643 | -0.007074 | -0.007647
0.004404 | 0.005242 | 0.005328 | 0.005444 | 0.005664 | 0.005795 | 0.005677 | 0.005476 | 0.005243 | 0.005035 | 0.004315 | 0.003891 | 0.003372 | 0.002983 | 0.002335 | 0.002011 | 0.002064 | 0.001654 | 0.001444 | 0.001041 | 0.000611 | 0.000289 | 0 | -0.0003 | -0.000522 | -0.001165 | -0.002084 | -0.002975 | -0.003991 | -0.004864 | -0.005734 | -0.006398 | -0.007069 | -0.007513
0.003456 | 0.004345 | 0.004546 | 0.004804 | 0.005079 | 0.005282 | 0.005227 | 0.005111 | 0.004863 | 0.004677 | 0.00404 | 0.003648 | 0.00327 | 0.002883 | 0.002309 | 0.002184 | 0.001967 | 0.001648 | 0.001433 | 0.001081 | 0.000664 | 0.00036 | 0 | -0.000206 | -0.000534 | -0.001132 | -0.001946 | -0.002908 | -0.003903 | -0.004718 | -0.005448 | -0.0062 | -0.006813 | -0.007429
0.00339 | 0.004175 | 0.004338 | 0.004534 | 0.004784 | 0.004984 | 0.004972 | 0.004805 | 0.004611 | 0.004447 | 0.0038 | 0.003444 | 0.003037 | 0.002746 | 0.002177 | 0.001969 | 0.001913 | 0.001576 | 0.001317 | 0.001045 | 0.000567 | 0.000347 | 0 | -0.000212 | -0.000478 | -0.001135 | -0.002045 | -0.002961 | -0.003907 | -0.004739 | -0.005442 | -0.006183 | -0.006684 | -0.00729
0.002681 | 0.003612 | 0.003771 | 0.003973 | 0.004294 | 0.004493 | 0.004548 | 0.004407 | 0.004294 | 0.004184 | 0.003602 | 0.003273 | 0.002856 | 0.002551 | 0.001998 | 0.001881 | 0.00176 | 0.001397 | 0.001239 | 0.00098 | 0.000567 | 0.000328 | 0 | -0.000209 | -0.000541 | -0.001128 | -0.002015 | -0.002879 | -0.003845 | -0.004588 | -0.005316 | -0.005983 | -0.00663 | -0.007125
0.002213 | 0.003101 | 0.003372 | 0.003677 | 0.003951 | 0.004171 | 0.004228 | 0.004127 | 0.004002 | 0.00382 | 0.003274 | 0.002989 | 0.00278 | 0.002485 | 0.001957 | 0.001804 | 0.001635 | 0.001372 | 0.001154 | 0.000973 | 0.000577 | 0.000306 | 0 | -0.000262 | -0.000585 | -0.001214 | -0.002092 | -0.002905 | -0.003813 | -0.004505 | -0.005218 | -0.005828 | -0.006441 | -0.006976
0.001909 | 0.002785 | 0.002998 | 0.003242 | 0.00354 | 0.003824 | 0.003875 | 0.003776 | 0.003626 | 0.003579 | 0.00314 | 0.002841 | 0.002555 | 0.002221 | 0.001848 | 0.001666 | 0.001566 | 0.00131 | 0.001189 | 0.000904 | 0.000538 | 0.000329 | 0 | -0.000214 | -0.000494 | -0.001077 | -0.002011 | -0.002843 | -0.003637 | -0.004361 | -0.005042 | -0.005658 | -0.006184 | -0.006698
0.00131 | 0.002211 | 0.002496 | 0.002779 | 0.003134 | 0.003402 | 0.003558 | 0.003461 | 0.003467 | 0.003339 | 0.002914 | 0.002673 | 0.002393 | 0.002142 | 0.00173 | 0.001616 | 0.00152 | 0.001246 | 0.001122 | 0.000858 | 0.000531 | 0.000296 | 0 | -0.000214 | -0.000537 | -0.00113 | -0.001972 | -0.002736 | -0.003562 | -0.004254 | -0.004898 | -0.005461 | -0.006038 | -0.0066
0.000919 | 0.001828 | 0.002181 | 0.002508 | 0.002893 | 0.003125 | 0.003226 | 0.003261 | 0.003164 | 0.003107 | 0.0027 | 0.002476 | 0.002226 | 0.002038 | 0.001632 | 0.001467 | 0.001443 | 0.001203 | 0.001078 | 0.000883 | 0.000544 | 0.000253 | 0 | -0.000256 | -0.000594 | -0.001142 | -0.001982 | -0.00274 | -0.003499 | -0.004124 | -0.004675 | -0.005263 | -0.005787 | -0.00627
0.000783 | 0.001656 | 0.001916 | 0.002224 | 0.002616 | 0.002907 | 0.003035 | 0.003012 | 0.003 | 0.002918 | 0.002576 | 0.002325 | 0.002092 | 0.001864 | 0.001579 | 0.001377 | 0.001311 | 0.001116 | 0.001018 | 0.000794 | 0.000498 | 0.000273 | 0 | -0.000218 | -0.000568 | -0.001081 | -0.001913 | -0.002614 | -0.00334 | -0.003972 | -0.004553 | -0.005077 | -0.005537 | -0.006008
0.000461 | 0.001341 | 0.00163 | 0.001935 | 0.002272 | 0.002547 | 0.002709 | 0.002705 | 0.002667 | 0.0026 | 0.002346 | 0.002181 | 0.001918 | 0.001692 | 0.001375 | 0.001337 | 0.001244 | 0.001048 | 0.000927 | 0.000761 | 0.000454 | 0.000207 | 0 | -0.000242 | -0.000589 | -0.001095 | -0.00185 | -0.002556 | -0.003233 | -0.003835 | -0.004376 | -0.004847 | -0.005347 | -0.005796
0.000324 | 0.001142 | 0.001445 | 0.001734 | 0.002064 | 0.002393 | 0.00257 | 0.002588 | 0.002519 | 0.002532 | 0.002279 | 0.002057 | 0.001884 | 0.001703 | 0.001392 | 0.001262 | 0.00124 | 0.00105 | 0.000887 | 0.000709 | 0.000414 | 0.000211 | 0 | -0.000229 | -0.000575 | -0.00104 | -0.001765 | -0.002362 | -0.003039 | -0.003586 | -0.0041 | -0.004547 | -0.005057 | -0.005472
0.000488 | 0.001204 | 0.001481 | 0.0017 | 0.002063 | 0.002315 | 0.002484 | 0.002499 | 0.002443 | 0.00244 | 0.002164 | 0.001969 | 0.001774 | 0.001608 | 0.001314 | 0.001255 | 0.001156 | 0.00096 | 0.000829 | 0.000727 | 0.000437 | 0.000229 | 0 | -0.000226 | -0.000533 | -0.000987 | -0.001703 | -0.002326 | -0.002925 | -0.003482 | -0.004001 | -0.00442 | -0.004857 | -0.005283
0.000207 | 0.000979 | 0.001273 | 0.001555 | 0.001906 | 0.002199 | 0.002366 | 0.002387 | 0.002355 | 0.002294 | 0.002083 | 0.0019 | 0.001718 | 0.001497 | 0.001263 | 0.001174 | 0.001123 | 0.000923 | 0.000858 | 0.000676 | 0.000429 | 0.000185 | 0 | -0.000206 | -0.000491 | -0.00097 | -0.001592 | -0.002164 | -0.002729 | -0.003249 | -0.003712 | -0.004173 | -0.004613 | -0.00502
-2.3e-05 | 0.000698 | 0.000991 | 0.001267 | 0.001607 | 0.001884 | 0.002067 | 0.002135 | 0.002142 | 0.002131 | 0.001892 | 0.001762 | 0.001632 | 0.001418 | 0.001187 | 0.00113 | 0.001052 | 0.000924 | 0.000835 | 0.000697 | 0.000372 | 0.00017 | 0 | -0.000224 | -0.000535 | -0.000961 | -0.001523 | -0.002062 | -0.002602 | -0.003099 | -0.003514 | -0.003929 | -0.004382 | -0.004729
-6.5e-05 | 0.000625 | 0.000892 | 0.001143 | 0.001516 | 0.001779 | 0.002009 | 0.001997 | 0.002017 | 0.002 | 0.001811 | 0.001653 | 0.001506 | 0.001311 | 0.001032 | 0.001076 | 0.001009 | 0.00084 | 0.000769 | 0.000586 | 0.00039 | 0.000225 | 0 | -0.000209 | -0.000497 | -0.000879 | -0.001484 | -0.001988 | -0.002464 | -0.002925 | -0.00331 | -0.003712 | -0.004115 | -0.00449
-0.000255 | 0.000432 | 0.000711 | 0.000975 | 0.001338 | 0.001622 | 0.001828 | 0.001849 | 0.001925 | 0.001908 | 0.001678 | 0.001557 | 0.001445 | 0.00127 | 0.001085 | 0.001014 | 0.000979 | 0.000865 | 0.000768 | 0.000614 | 0.0004 | 0.000249 | 0 | -0.000212 | -0.000484 | -0.000873 | -0.001367 | -0.001825 | -0.002322 | -0.002709 | -0.003132 | -0.003515 | -0.003882 | -0.004316
-0.000457 | 0.000211 | 0.000496 | 0.000773 | 0.00113 | 0.001409 | 0.001641 | 0.001714 | 0.001771 | 0.001723 | 0.001584 | 0.00145 | 0.001355 | 0.001242 | 0.001016 | 0.000983 | 0.000866 | 0.000811 | 0.000661 | 0.00057 | 0.000353 | 0.000194 | 0 | -0.000242 | -0.000503 | -0.0009 | -0.001403 | -0.001808 | -0.002277 | -0.00265 | -0.003053 | -0.003394 | -0.003792 | -0.004154
-0.000396 | 0.000276 | 0.000558 | 0.000808 | 0.001188 | 0.001447 | 0.001642 | 0.001694 | 0.001714 | 0.001729 | 0.001503 | 0.001427 | 0.001277 | 0.001131 | 0.000971 | 0.000912 | 0.00086 | 0.000757 | 0.000688 | 0.000598 | 0.000383 | 0.000181 | 0 | -0.000185 | -0.000443 | -0.000868 | -0.001327 | -0.001741 | -0.002172 | -0.002593 | -0.002968 | -0.003317 | -0.003661 | -0.004037
-0.000355 | 0.000277 | 0.000536 | 0.000806 | 0.001143 | 0.00141 | 0.001621 | 0.001703 | 0.001722 | 0.001737 | 0.001556 | 0.00144 | 0.001338 | 0.001186 | 0.000975 | 0.000935 | 0.00088 | 0.000771 | 0.000689 | 0.00056 | 0.000361 | 0.000202 | 0 | -0.000197 | -0.000473 | -0.000852 | -0.001311 | -0.00171 | -0.002135 | -0.002523 | -0.002846 | -0.00321 | -0.003638 | -0.003911
-0.000187 | 0.000398 | 0.000649 | 0.000899 | 0.001202 | 0.001467 | 0.001708 | 0.001761 | 0.001783 | 0.001751 | 0.001538 | 0.001454 | 0.001326 | 0.001202 | 0.000995 | 0.000954 | 0.000859 | 0.000776 | 0.000703 | 0.000582 | 0.00038 | 0.000203 | 0 | -0.000204 | -0.000469 | -0.000862 | -0.001336 | -0.001735 | -0.002151 | -0.002532 | -0.002866 | -0.003218 | -0.003576 | -0.003918
-0.000135 | 0.000422 | 0.000645 | 0.000873 | 0.001208 | 0.001493 | 0.001658 | 0.001705 | 0.001714 | 0.001717 | 0.001541 | 0.001409 | 0.001311 | 0.001185 | 0.00096 | 0.000886 | 0.000858 | 0.000732 | 0.000652 | 0.000562 | 0.000342 | 0.000171 | 0 | -0.000209 | -0.000469 | -0.000827 | -0.001291 | -0.00169 | -0.00208 | -0.002467 | -0.002847 | -0.00317 | -0.003523 | -0.003882
5e-06 | 0.00059 | 0.000821 | 0.001048 | 0.001339 | 0.00159 | 0.001739 | 0.001755 | 0.001751 | 0.001723 | 0.001537 | 0.001385 | 0.001281 | 0.00113 | 0.000968 | 0.000898 | 0.000852 | 0.000724 | 0.000659 | 0.000521 | 0.000335 | 0.000183 | 0 | -0.000194 | -0.000488 | -0.000848 | -0.001262 | -0.001678 | -0.002075 | -0.002451 | -0.002794 | -0.003133 | -0.003497 | -0.003841
0.000142 | 0.000663 | 0.000865 | 0.001082 | 0.001349 | 0.001575 | 0.001719 | 0.001757 | 0.001783 | 0.001727 | 0.001553 | 0.001415 | 0.001298 | 0.001165 | 0.000956 | 0.0009 | 0.000859 | 0.000752 | 0.000641 | 0.000535 | 0.000361 | 0.00019 | 0 | -0.000203 | -0.000438 | -0.000787 | -0.001219 | -0.0016 | -0.002004 | -0.002379 | -0.002754 | -0.003064 | -0.003438 | -0.003751
0.00011 | 0.00063 | 0.000814 | 0.001026 | 0.001277 | 0.00151 | 0.001632 | 0.001675 | 0.001664 | 0.001622 | 0.001451 | 0.001351 | 0.001231 | 0.001065 | 0.000894 | 0.000868 | 0.000803 | 0.000672 | 0.000596 | 0.00049 | 0.000323 | 0.000177 | 0 | -0.000179 | -0.000391 | -0.000742 | -0.001135 | -0.001538 | -0.00192 | -0.002319 | -0.002675 | -0.003017 | -0.003358 | -0.003681
0.000463 | 0.001028 | 0.001213 | 0.001398 | 0.001689 | 0.001876 | 0.001961 | 0.001964 | 0.001943 | 0.001904 | 0.001719 | 0.001585 | 0.001441 | 0.001284 | 0.001089 | 0.001003 | 0.000897 | 0.000771 | 0.000672 | 0.000548 | 0.000348 | 0.000194 | 0 | -0.000164 | -0.000354 | -0.000566 | -0.000891 | -0.001252 | -0.001705 | -0.002124 | -0.002516 | -0.002871 | -0.003226 | -0.003537
0.000515 | 0.00101 | 0.001168 | 0.001366 | 0.001625 | 0.001812 | 0.001922 | 0.001919 | 0.001944 | 0.001873 | 0.001646 | 0.001518 | 0.001379 | 0.001243 | 0.001025 | 0.000944 | 0.000898 | 0.000755 | 0.000638 | 0.000533 | 0.000315 | 0.000164 | 0 | -0.000178 | -0.00033 | -0.00053 | -0.00083 | -0.001193 | -0.001623 | -0.002049 | -0.002465 | -0.002814 | -0.00318 | -0.003489
4.7e-05 | 0.000631 | 0.000824 | 0.001098 | 0.001425 | 0.001683 | 0.001837 | 0.001842 | 0.001884 | 0.001848 | 0.001649 | 0.001529 | 0.001401 | 0.001235 | 0.001043 | 0.000966 | 0.000909 | 0.000789 | 0.000671 | 0.000543 | 0.000357 | 0.00016 | 0 | -0.000164 | -0.000337 | -0.000526 | -0.000861 | -0.001216 | -0.001654 | -0.002093 | -0.002479 | -0.002838 | -0.003226 | -0.003548
0.000121 | 0.000701 | 0.000909 | 0.001037 | 0.001265 | 0.001402 | 0.00153 | 0.001553 | 0.001561 | 0.001552 | 0.001416 | 0.001322 | 0.001185 | 0.001025 | 0.00086 | 0.000796 | 0.000768 | 0.000652 | 0.000608 | 0.000489 | 0.000302 | 0.000168 | 0 | -0.000127 | -0.00026 | -0.000421 | -0.000728 | -0.001096 | -0.001542 | -0.001981 | -0.002383 | -0.002722 | -0.003083 | -0.003419
2.5e-05 | 0.00063 | 0.000846 | 0.001059 | 0.001322 | 0.001541 | 0.001677 | 0.001682 | 0.001705 | 0.00171 | 0.001564 | 0.001454 | 0.001345 | 0.001223 | 0.001021 | 0.000967 | 0.000927 | 0.000776 | 0.000661 | 0.000528 | 0.000363 | 0.000195 | 0 | -0.000151 | -0.000301 | -0.000493 | -0.000763 | -0.001117 | -0.001564 | -0.001995 | -0.002393 | -0.002751 | -0.003098 | -0.003403
-0.000108 | 0.000457 | 0.000606 | 0.000809 | 0.001067 | 0.001306 | 0.001446 | 0.001498 | 0.001552 | 0.001553 | 0.00141 | 0.001296 | 0.001194 | 0.001042 | 0.0009 | 0.00081 | 0.00075 | 0.000633 | 0.000564 | 0.000467 | 0.000292 | 0.000155 | 0 | -0.000147 | -0.000302 | -0.000457 | -0.00073 | -0.001062 | -0.001503 | -0.001929 | -0.002339 | -0.002693 | -0.003034 | -0.003382
-0.000322 | 0.000377 | 0.000616 | 0.000831 | 0.001132 | 0.001337 | 0.001443 | 0.001418 | 0.001476 | 0.001452 | 0.001315 | 0.001223 | 0.001161 | 0.00107 | 0.000913 | 0.000835 | 0.000795 | 0.000681 | 0.000591 | 0.000513 | 0.000315 | 0.000194 | 0 | -0.000106 | -0.000218 | -0.000362 | -0.000644 | -0.001002 | -0.001442 | -0.001876 | -0.002271 | -0.002616 | -0.002955 | -0.003258
-0.000427 | 0.000143 | 0.000428 | 0.000734 | 0.001039 | 0.001234 | 0.001371 | 0.001439 | 0.001504 | 0.001497 | 0.001391 | 0.001314 | 0.001184 | 0.001003 | 0.000829 | 0.000733 | 0.000651 | 0.000594 | 0.000587 | 0.000466 | 0.00032 | 0.000171 | 0 | -0.000112 | -0.000215 | -0.000362 | -0.000665 | -0.001007 | -0.001432 | -0.001859 | -0.002237 | -0.002589 | -0.002939 | -0.003252
-0.000529 | 9.9e-05 | 0.000399 | 0.000635 | 0.00096 | 0.001168 | 0.001347 | 0.001385 | 0.001426 | 0.001421 | 0.001329 | 0.001248 | 0.001181 | 0.001088 | 0.000887 | 0.000871 | 0.000796 | 0.000705 | 0.000522 | 0.000433 | 0.00029 | 0.000145 | 0 | -0.0001 | -0.000217 | -0.000356 | -0.000614 | -0.00094 | -0.001363 | -0.001782 | -0.002166 | -0.002478 | -0.002833 | -0.003148
-0.000624 | 0.000121 | 0.000329 | 0.000553 | 0.000865 | 0.001143 | 0.001307 | 0.001321 | 0.001373 | 0.001385 | 0.001286 | 0.001228 | 0.001171 | 0.001106 | 0.000907 | 0.000879 | 0.000802 | 0.000629 | 0.000497 | 0.000405 | 0.000265 | 0.000144 | 0 | -9.2e-05 | -0.00022 | -0.000337 | -0.000587 | -0.000913 | -0.00131 | -0.001725 | -0.002107 | -0.002437 | -0.00276 | -0.003062
-0.000581 | 1.9e-05 | 0.000253 | 0.000522 | 0.000832 | 0.001098 | 0.001286 | 0.001359 | 0.001413 | 0.001387 | 0.001264 | 0.001148 | 0.001035 | 0.000891 | 0.000726 | 0.000676 | 0.000683 | 0.000572 | 0.000519 | 0.000428 | 0.00026 | 0.000168 | 0 | -9.8e-05 | -0.000197 | -0.000331 | -0.000588 | -0.000914 | -0.001308 | -0.001696 | -0.002043 | -0.002363 | -0.002702 | -0.003023
-0.00072 | -4e-06 | 0.000243 | 0.000476 | 0.000785 | 0.000988 | 0.001107 | 0.001135 | 0.001217 | 0.001206 | 0.001101 | 0.001051 | 0.000975 | 0.000895 | 0.00071 | 0.000701 | 0.000648 | 0.000575 | 0.000486 | 0.000404 | 0.000252 | 0.000134 | 0 | -9.2e-05 | -0.000189 | -0.000309 | -0.000564 | -0.000891 | -0.001267 | -0.001659 | -0.002017 | -0.00234 | -0.002672 | -0.002978
-0.000832 | -0.000228 | -4e-06 | 0.000281 | 0.000624 | 0.000876 | 0.001029 | 0.00107 | 0.001168 | 0.001182 | 0.00107 | 0.000983 | 0.000933 | 0.000783 | 0.000649 | 0.000639 | 0.0006 | 0.000509 | 0.000453 | 0.000381 | 0.000239 | 0.000148 | 0 | -7.4e-05 | -0.00015 | -0.000237 | -0.000471 | -0.000805 | -0.001196 | -0.001584 | -0.001946 | -0.002255 | -0.002599 | -0.00289
-0.000889 | -0.000195 | 4.6e-05 | 0.000382 | 0.000737 | 0.001057 | 0.001242 | 0.001314 | 0.001392 | 0.001394 | 0.001269 | 0.001208 | 0.001155 | 0.001022 | 0.000846 | 0.000829 | 0.000756 | 0.000676 | 0.000573 | 0.000473 | 0.000288 | 0.000177 | 0 | -0.0001 | -0.000225 | -0.000379 | -0.000631 | -0.000936 | -0.001329 | -0.001708 | -0.002051 | -0.002345 | -0.002678 | -0.002982
-0.000589 | 0.000132 | 0.000381 | 0.00059 | 0.000866 | 0.001061 | 0.001171 | 0.001202 | 0.001274 | 0.001284 | 0.001192 | 0.001092 | 0.001003 | 0.000895 | 0.000715 | 0.000716 | 0.000665 | 0.000554 | 0.000501 | 0.000431 | 0.000273 | 0.000162 | 0 | -9.6e-05 | -0.000163 | -0.000304 | -0.000551 | -0.000851 | -0.001238 | -0.001623 | -0.001948 | -0.002275 | -0.002563 | -0.002899
-0.000747 | -3.8e-05 | 0.000211 | 0.000505 | 0.000819 | 0.001077 | 0.001259 | 0.001289 | 0.001371 | 0.00136 | 0.001236 | 0.001138 | 0.001033 | 0.000969 | 0.000806 | 0.000727 | 0.000687 | 0.0006 | 0.000544 | 0.000454 | 0.000251 | 0.000151 | 0 | -0.000138 | -0.000206 | -0.000379 | -0.000621 | -0.000937 | -0.001332 | -0.001697 | -0.002042 | -0.002352 | -0.002655 | -0.002966
-0.000592 | 9.3e-05 | 0.000292 | 0.000544 | 0.000859 | 0.001045 | 0.001217 | 0.001251 | 0.001302 | 0.001323 | 0.001211 | 0.001114 | 0.001046 | 0.00094 | 0.000761 | 0.000727 | 0.000704 | 0.000627 | 0.000524 | 0.000425 | 0.000257 | 0.00014 | 0 | -0.00011 | -0.000191 | -0.000348 | -0.000604 | -0.000912 | -0.001297 | -0.001679 | -0.002017 | -0.002313 | -0.002614 | -0.002901
-0.000528 | 0.000171 | 0.00041 | 0.00064 | 0.000973 | 0.001184 | 0.001329 | 0.001382 | 0.001464 | 0.001436 | 0.001269 | 0.001186 | 0.001088 | 0.000974 | 0.000785 | 0.000754 | 0.000708 | 0.000593 | 0.000525 | 0.000437 | 0.000247 | 0.000131 | 0 | -0.00015 | -0.000255 | -0.000418 | -0.000707 | -0.001017 | -0.001369 | -0.001742 | -0.002074 | -0.00236 | -0.002676 | -0.002947
-0.000669 | 9e-06 | 0.000265 | 0.000527 | 0.000844 | 0.001092 | 0.001251 | 0.001301 | 0.001354 | 0.001371 | 0.001233 | 0.001155 | 0.001059 | 0.000949 | 0.000759 | 0.000764 | 0.000688 | 0.000603 | 0.000496 | 0.000412 | 0.000251 | 0.000152 | 0 | -0.000132 | -0.000235 | -0.000398 | -0.000645 | -0.000949 | -0.001307 | -0.001681 | -0.002001 | -0.002297 | -0.002632 | -0.00291
-0.000608 | 9.3e-05 | 0.000311 | 0.000583 | 0.000914 | 0.001103 | 0.001261 | 0.001326 | 0.001409 | 0.001418 | 0.001291 | 0.001198 | 0.00111 | 0.000983 | 0.000833 | 0.000777 | 0.000793 | 0.00067 | 0.000572 | 0.00046 | 0.000308 | 0.000162 | 0 | -0.000125 | -0.000219 | -0.000375 | -0.00064 | -0.00094 | -0.001311 | -0.001678 | -0.002006 | -0.002266 | -0.00259 | -0.002885
-0.000546 | 0.000137 | 0.000396 | 0.000647 | 0.000953 | 0.001162 | 0.001367 | 0.001388 | 0.001467 | 0.001465 | 0.001289 | 0.001189 | 0.001108 | 0.000966 | 0.000808 | 0.00076 | 0.000687 | 0.000598 | 0.000553 | 0.000462 | 0.000254 | 0.000193 | 0 | -0.000131 | -0.000222 | -0.000386 | -0.000678 | -0.00098 | -0.001287 | -0.001643 | -0.001954 | -0.00228 | -0.002575 | -0.002878
-0.000489 | 0.000226 | 0.000472 | 0.000733 | 0.001011 | 0.001236 | 0.001373 | 0.001424 | 0.001474 | 0.001464 | 0.001344 | 0.001236 | 0.001174 | 0.001022 | 0.000849 | 0.000801 | 0.000741 | 0.000664 | 0.000536 | 0.000428 | 0.000291 | 0.000135 | 0 | -0.000135 | -0.000244 | -0.000394 | -0.000666 | -0.000932 | -0.001307 | -0.001616 | -0.001955 | -0.002227 | -0.002537 | -0.002833
-0.001104 | -0.0003 | -3e-06 | 0.00032 | 0.000697 | 0.000953 | 0.001155 | 0.001212 | 0.001306 | 0.001316 | 0.001206 | 0.001134 | 0.001073 | 0.000959 | 0.000765 | 0.000812 | 0.000764 | 0.000637 | 0.00055 | 0.000453 | 0.00028 | 0.000195 | 0 | -0.000113 | -0.000219 | -0.000334 | -0.000613 | -0.000878 | -0.001243 | -0.001563 | -0.001891 | -0.002181 | -0.002537 | -0.002806
-0.00024 | 0.000418 | 0.000631 | 0.000871 | 0.001172 | 0.001362 | 0.001513 | 0.001536 | 0.001617 | 0.001586 | 0.001481 | 0.001292 | 0.001255 | 0.001119 | 0.000877 | 0.000867 | 0.000825 | 0.000698 | 0.000588 | 0.000536 | 0.000272 | 0.000177 | 0 | -0.000111 | -0.000237 | -0.000403 | -0.000667 | -0.000965 | -0.001293 | -0.001645 | -0.001951 | -0.002239 | -0.002574 | -0.002862
-0.000653 | 0.000152 | 0.000425 | 0.00067 | 0.001003 | 0.001244 | 0.001411 | 0.001434 | 0.001497 | 0.001532 | 0.001357 | 0.001221 | 0.001182 | 0.001016 | 0.000854 | 0.000778 | 0.000744 | 0.000599 | 0.000574 | 0.000476 | 0.000252 | 0.000146 | 0 | -0.000165 | -0.00032 | -0.000453 | -0.000696 | -0.001021 | -0.001329 | -0.001668 | -0.001985 | -0.002289 | -0.00263 | -0.002939
-0.000259 | 0.00049 | 0.000693 | 0.00094 | 0.001231 | 0.001454 | 0.001585 | 0.001614 | 0.001723 | 0.001694 | 0.001543 | 0.001414 | 0.001317 | 0.001199 | 0.000956 | 0.000919 | 0.00085 | 0.00076 | 0.000623 | 0.000538 | 0.000328 | 0.000197 | 0 | -0.000117 | -0.000223 | -0.000386 | -0.000662 | -0.000937 | -0.00129 | -0.001597 | -0.00194 | -0.002253 | -0.002552 | -0.002853
-0.000232 | 0.000499 | 0.000713 | 0.000961 | 0.001256 | 0.001478 | 0.001623 | 0.001635 | 0.001717 | 0.001716 | 0.001544 | 0.001413 | 0.00132 | 0.001133 | 0.000909 | 0.000873 | 0.000846 | 0.00069 | 0.00059 | 0.000435 | 0.000349 | 0.00022 | 0 | -0.000168 | -0.000278 | -0.000417 | -0.00072 | -0.000971 | -0.001314 | -0.001659 | -0.002027 | -0.002269 | -0.002634 | -0.002934
-0.000272 | 0.000507 | 0.000697 | 0.000954 | 0.001249 | 0.001435 | 0.001578 | 0.001598 | 0.001682 | 0.001694 | 0.001554 | 0.001381 | 0.001316 | 0.001199 | 0.000962 | 0.000906 | 0.000897 | 0.000733 | 0.00063 | 0.000553 | 0.000326 | 0.000172 | 0 | -0.000135 | -0.000252 | -0.000423 | -0.000628 | -0.000942 | -0.001236 | -0.001594 | -0.001907 | -0.002238 | -0.00252 | -0.002877
0.000242 | 0.000952 | 0.00118 | 0.001381 | 0.001633 | 0.00184 | 0.001933 | 0.001944 | 0.001979 | 0.001989 | 0.001832 | 0.001627 | 0.001475 | 0.001318 | 0.001135 | 0.001052 | 0.001032 | 0.00084 | 0.00074 | 0.00065 | 0.000358 | 0.000233 | 0 | -0.000134 | -0.000254 | -0.000372 | -0.000707 | -0.000931 | -0.00129 | -0.001566 | -0.00193 | -0.002226 | -0.002532 | -0.002809
0.00023 | 0.000922 | 0.001101 | 0.001302 | 0.00158 | 0.001754 | 0.001864 | 0.001879 | 0.00196 | 0.001978 | 0.001696 | 0.001543 | 0.001522 | 0.001306 | 0.001078 | 0.001055 | 0.000922 | 0.00071 | 0.000614 | 0.000476 | 0.00028 | 0.000114 | 0 | -0.000183 | -0.00033 | -0.0005 | -0.000795 | -0.001012 | -0.00134 | -0.001691 | -0.00201 | -0.002333 | -0.002644 | -0.002956
0.000469 | 0.001162 | 0.001274 | 0.001434 | 0.001695 | 0.001839 | 0.001983 | 0.001911 | 0.001995 | 0.002019 | 0.001808 | 0.00162 | 0.001471 | 0.001334 | 0.001092 | 0.001006 | 0.001027 | 0.000827 | 0.00069 | 0.000567 | 0.000331 | 0.000227 | 0 | -0.000162 | -0.00034 | -0.000489 | -0.000719 | -0.000988 | -0.001321 | -0.00161 | -0.001951 | -0.0022 | -0.002559 | -0.002892
0.000384 | 0.001087 | 0.001263 | 0.001423 | 0.001696 | 0.001827 | 0.001907 | 0.001904 | 0.001945 | 0.001987 | 0.001747 | 0.001594 | 0.001483 | 0.001358 | 0.001089 | 0.001014 | 0.001009 | 0.000822 | 0.000708 | 0.000579 | 0.000327 | 0.000187 | 0 | -0.000226 | -0.000379 | -0.000531 | -0.000835 | -0.00105 | -0.001343 | -0.001676 | -0.001955 | -0.002287 | -0.002574 | -0.002914
0.000325 | 0.001041 | 0.001196 | 0.001422 | 0.00171 | 0.001921 | 0.002043 | 0.002065 | 0.002138 | 0.002147 | 0.001933 | 0.001773 | 0.001645 | 0.001403 | 0.001192 | 0.0011 | 0.001036 | 0.000924 | 0.000791 | 0.000632 | 0.000331 | 0.000239 | 0 | -0.000109 | -0.000282 | -0.000426 | -0.000721 | -0.000947 | -0.001235 | -0.001533 | -0.001844 | -0.002207 | -0.002522 | -0.002815
0.000362 | 0.001065 | 0.001226 | 0.00141 | 0.001669 | 0.001784 | 0.001892 | 0.001899 | 0.001945 | 0.001998 | 0.001723 | 0.00155 | 0.001465 | 0.001268 | 0.000992 | 0.001037 | 0.00097 | 0.000822 | 0.000628 | 0.000518 | 0.000363 | 0.000158 | 0 | -0.000159 | -0.000373 | -0.000496 | -0.000727 | -0.000917 | -0.001263 | -0.001545 | -0.001806 | -0.002148 | -0.002469 | -0.002832
0.000447 | 0.001205 | 0.001316 | 0.001541 | 0.001803 | 0.001926 | 0.00203 | 0.002028 | 0.002072 | 0.002121 | 0.001877 | 0.001716 | 0.001568 | 0.001413 | 0.001164 | 0.001118 | 0.001127 | 0.000846 | 0.000742 | 0.000624 | 0.000339 | 0.000221 | 0 | -0.000135 | -0.000346 | -0.000471 | -0.000761 | -0.000972 | -0.001249 | -0.001565 | -0.001865 | -0.002173 | -0.002528 | -0.002845
0.000508 | 0.001294 | 0.001403 | 0.001564 | 0.00185 | 0.00197 | 0.002074 | 0.002032 | 0.002141 | 0.002132 | 0.001913 | 0.001802 | 0.001563 | 0.001446 | 0.001133 | 0.001143 | 0.001096 | 0.000889 | 0.000771 | 0.000574 | 0.000288 | 0.00024 | 0 | -0.000144 | -0.000359 | -0.000507 | -0.000815 | -0.001049 | -0.0013 | -0.001569 | -0.001954 | -0.002279 | -0.002586 | -0.002973
0.000423 | 0.001183 | 0.001295 | 0.001479 | 0.00182 | 0.001922 | 0.002045 | 0.002062 | 0.002123 | 0.002237 | 0.001948 | 0.001761 | 0.001615 | 0.001463 | 0.001148 | 0.001175 | 0.001085 | 0.000917 | 0.000734 | 0.000604 | 0.000363 | 0.000223 | 0 | -0.000126 | -0.000335 | -0.000482 | -0.000713 | -0.000949 | -0.001277 | -0.001556 | -0.001909 | -0.002186 | -0.002546 | -0.002851
0.000605 | 0.001316 | 0.001476 | 0.001679 | 0.001889 | 0.001969 | 0.002115 | 0.002092 | 0.002112 | 0.002152 | 0.001852 | 0.001707 | 0.001533 | 0.001328 | 0.001091 | 0.001081 | 0.001096 | 0.000815 | 0.000688 | 0.000545 | 0.00028 | 0.000134 | 0 | -0.000226 | -0.000437 | -0.000597 | -0.00091 | -0.001157 | -0.001462 | -0.001792 | -0.002121 | -0.002436 | -0.00275 | -0.003068
0.000728 | 0.001461 | 0.001621 | 0.001812 | 0.002101 | 0.002244 | 0.002361 | 0.002376 | 0.002434 | 0.002382 | 0.002233 | 0.002046 | 0.001872 | 0.001661 | 0.00134 | 0.001333 | 0.001298 | 0.00104 | 0.000891 | 0.000751 | 0.00045 | 0.000308 | 0 | -0.000113 | -0.00029 | -0.000459 | -0.000752 | -0.000999 | -0.001317 | -0.001623 | -0.001942 | -0.002321 | -0.002648 | -0.003032
0.000796 | 0.001602 | 0.001695 | 0.00184 | 0.002078 | 0.002144 | 0.002234 | 0.002181 | 0.002215 | 0.00234 | 0.001987 | 0.001833 | 0.00164 | 0.001449 | 0.00113 | 0.00117 | 0.001107 | 0.000931 | 0.000799 | 0.000544 | 0.000295 | 0.000164 | 0 | -0.000195 | -0.000423 | -0.00062 | -0.000846 | -0.001095 | -0.001433 | -0.001776 | -0.00209 | -0.002408 | -0.002741 | -0.003126
0.000848 | 0.001591 | 0.001725 | 0.00187 | 0.002153 | 0.002221 | 0.002298 | 0.002311 | 0.002376 | 0.002382 | 0.002113 | 0.00192 | 0.001663 | 0.001529 | 0.001169 | 0.001265 | 0.001209 | 0.00096 | 0.000701 | 0.000601 | 0.000316 | 0.00013 | 0 | -0.000206 | -0.000409 | -0.000617 | -0.000983 | -0.0012 | -0.001512 | -0.001829 | -0.002169 | -0.002614 | -0.002867 | -0.003194
0.000844 | 0.001618 | 0.001632 | 0.001793 | 0.002015 | 0.002121 | 0.002218 | 0.002194 | 0.002297 | 0.002317 | 0.002116 | 0.001838 | 0.001679 | 0.001469 | 0.001205 | 0.001153 | 0.001183 | 0.000923 | 0.000726 | 0.00057 | 0.00027 | 0.000212 | 0 | -0.000198 | -0.000396 | -0.000609 | -0.00092 | -0.001163 | -0.001484 | -0.001817 | -0.002127 | -0.002479 | -0.002848 | -0.003204