## Moorings
Ref Des | Serial Number | Deployment Number | Anchor Launch Date | Anchor Launch Time | Recover Date | Latitude | Longitude | Water Depth | Cruise Number | Notes
CE07SHSM | CE07SHSM-00001 | 1 | 2015-04-05 | 17:28 |  | 46.9861 | -124.5661 | 88m | OC1503D

## Asset_Cal_Info
Ref Des | Mooring Serial Number | Deployment Number | Sensor Serial Number | Calibration Cofficient Name | Calibration Cofficient Value | Notes
CE07SHSM-SBD11-01-MOPAK0000 | CE07SHSM-00001 | 1 | CE07SHSM-00001+MOPAK |  |  | No Calibration Coefficient. The serial number used here is bogus, pending identification of the real serial number.
CE07SHSM-SBD11-06-METBKA000 | CE07SHSM-00001 | 1 | LGR8 | CC_lat | 46.9861
CE07SHSM-SBD11-06-METBKA000 | CE07SHSM-00001 | 1 | LGR8 | CC_lon | -124.5661
CE07SHSM-SBD11-06-METBKA000 | CE07SHSM-00001 | 1 | LGR8 | CC_depth_of_conductivity_and_temperature_measurements_m | 1.05
CE07SHSM-SBD11-06-METBKA000 | CE07SHSM-00001 | 1 | LGR8 | CC_height_of_air_humidity_measurement_m | 4.08
CE07SHSM-SBD11-06-METBKA000 | CE07SHSM-00001 | 1 | LGR8 | CC_height_of_air_temperature_measurement_m | 4.08
CE07SHSM-SBD11-06-METBKA000 | CE07SHSM-00001 | 1 | LGR8 | CC_height_of_windspeed_sensor_above_sealevel_m | 4.64
CE07SHSM-SBD11-06-METBKA000 | CE07SHSM-00001 | 1 | LGR8 | CC_jcool | 1 | Constant.
CE07SHSM-SBD11-06-METBKA000 | CE07SHSM-00001 | 1 | LGR8 | CC_jwarm | 1 | Constant.
CE07SHSM-SBD11-06-METBKA000 | CE07SHSM-00001 | 1 | LGR8 | CC_zinvpbl | 600 | Constant.
CE07SHSM-SBD11-04-PCO2AA000 | CE07SHSM-00001 | 1 | 34-196-50A |  |  | No Calibration Coefficient
CE07SHSM-SBD12-05-WAVSSA000 | CE07SHSM-00001 | 1 | 5271 | CC_lat | 46.9861
CE07SHSM-SBD12-05-WAVSSA000 | CE07SHSM-00001 | 1 | 5271 | CC_lon | -124.5661
CE07SHSM-SBD12-04-VELPTA000 | CE07SHSM-00001 | 1 | 6328 | CC_lat | 46.9861
CE07SHSM-SBD12-04-VELPTA000 | CE07SHSM-00001 | 1 | 6328 | CC_lon | -124.5661
CE07SHSM-RID26-04-VELPTA000 | CE07SHSM-00001 | 1 | 11405 | CC_lat | 46.9861
CE07SHSM-RID26-04-VELPTA000 | CE07SHSM-00001 | 1 | 11405 | CC_lon | -124.5661
CE07SHSM-RID26-06-PHSEND000 | CE07SHSM-00001 | 1 | P0088 | CC_ea434 | 17533
CE07SHSM-RID26-06-PHSEND000 | CE07SHSM-00001 | 1 | P0088 | CC_ea578 | 101
CE07SHSM-RID26-06-PHSEND000 | CE07SHSM-00001 | 1 | P0088 | CC_eb434 | 2229
CE07SHSM-RID26-06-PHSEND000 | CE07SHSM-00001 | 1 | P0088 | CC_eb578 | 38502
CE07SHSM-RID26-06-PHSEND000 | CE07SHSM-00001 | 1 | P0088 | CC_ind_off | 0
CE07SHSM-RID26-06-PHSEND000 | CE07SHSM-00001 | 1 | P0088 | CC_ind_slp | 1
CE07SHSM-RID26-06-PHSEND000 | CE07SHSM-00001 | 1 | P0088 | CC_psal | 35 | Constant
CE07SHSM-MFD35-06-PHSEND000 | CE07SHSM-00001 | 1 | P0120 | CC_ea434 | 17533
CE07SHSM-MFD35-06-PHSEND000 | CE07SHSM-00001 | 1 | P0120 | CC_ea578 | 101
CE07SHSM-MFD35-06-PHSEND000 | CE07SHSM-00001 | 1 | P0120 | CC_eb434 | 2229
CE07SHSM-MFD35-06-PHSEND000 | CE07SHSM-00001 | 1 | P0120 | CC_eb578 | 38502
CE07SHSM-MFD35-06-PHSEND000 | CE07SHSM-00001 | 1 | P0120 | CC_ind_off | 0
CE07SHSM-MFD35-06-PHSEND000 | CE07SHSM-00001 | 1 | P0120 | CC_ind_slp | 1
CE07SHSM-MFD35-06-PHSEND000 | CE07SHSM-00001 | 1 | P0120 | CC_psal | 35 | Constant
CE07SHSM-RID27-01-OPTAAD000 | CE07SHSM-00001 | 1 | 124 | CC_cwlngth | [400.70000000, 404.80000000, 408.90000000, 412.50000000, 416.70000000, 421.20000000, 425.80000000, 430.40000000, 434.50000000, 438.90000000, 443.50000000, 448.50000000, 453.40000000, 458.00000000, 462.60000000, 467.30000000, 472.40000000, 477.50000000, 482.50000000, 487.30000000, 492.00000000, 496.50000000, 501.20000000, 506.10000000, 511.10000000, 516.30000000, 521.50000000, 526.10000000, 530.60000000, 535.40000000, 540.10000000, 544.70000000, 549.50000000, 554.30000000, 559.30000000, 564.00000000, 568.50000000, 572.70000000, 577.10000000, 581.20000000, 585.10000000, 589.60000000, 594.20000000, 598.90000000, 603.80000000, 608.70000000, 613.70000000, 618.50000000, 622.90000000, 627.90000000, 632.20000000, 637.20000000, 641.60000000, 646.80000000, 651.40000000, 656.50000000, 661.30000000, 666.50000000, 671.30000000, 676.30000000, 680.90000000, 685.80000000, 690.20000000, 694.90000000, 699.10000000, 703.90000000, 708.30000000, 712.90000000, 717.40000000, 722.20000000, 726.80000000, 731.60000000, 735.90000000, 740.50000000, 744.80000000, 749.20000000, 753.50000000, 757.40000000, 761.50000000]
CE07SHSM-RID27-01-OPTAAD000 | CE07SHSM-00001 | 1 | 124 | CC_ccwo | [ 1.18280300, 1.21188100, 1.22657300, 1.23066300, 1.22719800, 1.21870600, 1.21160400, 1.20448900, 1.20234800, 1.20149100, 1.20075300, 1.20169600, 1.19970700, 1.19800800, 1.19694700, 1.19764600, 1.19946800, 1.20151500, 1.20352600, 1.20569500, 1.20863700, 1.21098500, 1.21442800, 1.21560600, 1.21713300, 1.21944200, 1.22110100, 1.22372000, 1.22734200, 1.22811100, 1.23054400, 1.23379400, 1.23753100, 1.24111900, 1.24410600, 1.24566800, 1.24573300, 1.24432800, 1.23959500, 1.23125800, 1.21512100, 1.19581900, 1.16983600, 1.14342600, 1.12235600, 1.11216200, 1.10735600, 1.10661000, 1.10727500, 1.10652400, 1.10563500, 1.10387300, 1.09715600, 1.09033200, 1.07953600, 1.06500800, 1.05235800, 1.04349900, 1.03801000, 1.02934100, 1.01487100, 0.99220500, 0.95589900, 0.90560100, 0.83779500, 0.74651600, 0.62615900, 0.47249600, 0.27409700, 0.02948700, -0.25489100, -0.55820600, -0.83301000, -1.03362600, -1.15659900, -1.21851300, -1.24299300, -1.25233600, -1.24125100]
CE07SHSM-RID27-01-OPTAAD000 | CE07SHSM-00001 | 1 | 124 | CC_tcal | 23
CE07SHSM-RID27-01-OPTAAD000 | CE07SHSM-00001 | 1 | 124 | CC_tbins | [ 0.80989100, 1.38371700, 2.43907000, 3.49465500, 4.48708300, 5.49046500, 6.48257100, 7.46100000, 8.49739100, 9.50571400, 10.50703700, 11.50115400, 12.49916700, 13.48920000, 14.49087000, 15.48090900, 16.50173900, 17.49916700, 18.49875000, 19.48739100, 20.49478300, 21.55000000, 22.53112900, 23.50220000, 24.48204500, 25.50209300, 26.47657900, 27.48484800, 28.49222200, 29.49571400, 30.50464300, 31.49840000, 32.48347800, 33.46952400, 34.46300000]
CE07SHSM-RID27-01-OPTAAD000 | CE07SHSM-00001 | 1 | 124 | CC_awlngth | [398.20000000, 402.60000000, 406.40000000, 410.30000000, 413.90000000, 418.20000000, 422.60000000, 427.20000000, 431.30000000, 435.70000000, 439.80000000, 444.80000000, 449.30000000, 454.30000000, 458.70000000, 463.40000000, 467.80000000, 472.90000000, 478.00000000, 483.10000000, 487.40000000, 492.10000000, 496.50000000, 501.20000000, 505.90000000, 511.10000000, 515.80000000, 521.00000000, 525.60000000, 530.40000000, 534.60000000, 539.40000000, 544.00000000, 548.70000000, 553.10000000, 558.20000000, 562.70000000, 567.30000000, 571.30000000, 575.80000000, 581.00000000, 585.40000000, 589.80000000, 594.40000000, 599.10000000, 603.80000000, 608.70000000, 613.30000000, 618.00000000, 622.70000000, 627.20000000, 631.90000000, 636.50000000, 641.00000000, 645.80000000, 650.60000000, 655.50000000, 660.50000000, 665.20000000, 670.10000000, 675.00000000, 679.80000000, 684.20000000, 688.50000000, 693.20000000, 697.60000000, 702.30000000, 706.60000000, 711.10000000, 715.50000000, 720.30000000, 724.80000000, 729.20000000, 734.00000000, 738.30000000, 742.70000000, 747.00000000, 751.10000000, 755.20000000]
CE07SHSM-RID27-01-OPTAAD000 | CE07SHSM-00001 | 1 | 124 | CC_acwo | [ -1.71362900, -1.47946300, -1.30406600, -1.17371000, -1.07769400, -1.00679100, -0.94686500, -0.89168300, -0.83869900, -0.78635500, -0.73509700, -0.68424900, -0.63464900, -0.58289300, -0.53190200, -0.48205000, -0.43325200, -0.38557500, -0.33817200, -0.29213500, -0.24718400, -0.20344800, -0.16174600, -0.12149600, -0.08311700, -0.04577100, -0.00831800, 0.02983500, 0.06801900, 0.10554200, 0.14262200, 0.17831200, 0.21264000, 0.24549300, 0.27764700, 0.30912600, 0.33905200, 0.36633000, 0.39051700, 0.41086500, 0.41606100, 0.42494800, 0.42824000, 0.42669600, 0.42457400, 0.42811700, 0.44062600, 0.45953200, 0.48062500, 0.50173300, 0.52212000, 0.54145300, 0.55973200, 0.57599600, 0.58850100, 0.59677100, 0.60239700, 0.60861300, 0.61790900, 0.62927400, 0.63947600, 0.64493800, 0.64282400, 0.63024700, 0.60441900, 0.56236900, 0.49957000, 0.40963700, 0.28604700, 0.12240800, -0.08533200, -0.33775600, -0.61657200, -0.88290100, -1.09519600, -1.23018100, -1.29996900, -1.32685200, -1.32851300]
CE07SHSM-RID27-01-OPTAAD000 | CE07SHSM-00001 | 1 | 124 | CC_taarray | SheetRef:ACS124_CC_taarray
CE07SHSM-RID27-01-OPTAAD000 | CE07SHSM-00001 | 1 | 124 | CC_tcarray | SheetRef:ACS124_CC_tcarray
CE07SHSM-MFD37-01-OPTAAD000 | CE07SHSM-00001 | 1 | 127 | CC_cwlngth | [400.10000000, 404.10000000, 408.40000000, 412.50000000, 416.70000000, 421.40000000, 426.30000000, 431.10000000, 435.20000000, 440.00000000, 444.80000000, 449.30000000, 454.60000000, 459.20000000, 463.60000000, 468.70000000, 474.00000000, 479.00000000, 483.90000000, 488.80000000, 493.40000000, 497.90000000, 502.90000000, 508.00000000, 513.00000000, 518.40000000, 523.50000000, 528.20000000, 533.00000000, 537.70000000, 542.30000000, 547.50000000, 552.20000000, 557.40000000, 562.30000000, 566.90000000, 571.70000000, 575.90000000, 580.30000000, 584.60000000, 588.80000000, 593.40000000, 598.10000000, 602.90000000, 607.80000000, 612.50000000, 617.40000000, 622.00000000, 626.40000000, 631.00000000, 635.30000000, 639.80000000, 644.60000000, 649.30000000, 653.90000000, 658.50000000, 663.10000000, 667.70000000, 672.10000000, 676.30000000, 680.60000000, 684.60000000, 688.50000000, 692.10000000, 696.00000000, 699.50000000, 703.30000000, 707.00000000, 710.30000000, 713.70000000, 717.10000000, 720.60000000, 723.80000000, 726.70000000, 729.90000000, 732.60000000, 735.60000000, 738.10000000, 740.20000000, 743.40000000, 745.40000000, 747.50000000]
CE07SHSM-MFD37-01-OPTAAD000 | CE07SHSM-00001 | 1 | 127 | CC_ccwo | [ 0.34768300, 0.42543500, 0.47968400, 0.53078400, 0.57135100, 0.60751200, 0.63847500, 0.67106100, 0.70013600, 0.72756800, 0.75337300, 0.77851500, 0.79933300, 0.81771000, 0.83349700, 0.85184700, 0.86825300, 0.88456800, 0.89953900, 0.91730500, 0.92760200, 0.94010900, 0.95437900, 0.96321400, 0.97249900, 0.98090200, 0.98965700, 0.99746200, 1.00411300, 1.01113400, 1.01850500, 1.02626600, 1.03539800, 1.04359700, 1.05016900, 1.05539200, 1.05735300, 1.05697300, 1.05130300, 1.04222800, 1.02730200, 1.00558700, 0.98264100, 0.96293100, 0.95154700, 0.94720000, 0.94653300, 0.94859400, 0.94980400, 0.95091500, 0.95058600, 0.94895600, 0.94474000, 0.93688100, 0.92650900, 0.91561500, 0.90603800, 0.90015700, 0.89678900, 0.89044000, 0.88025200, 0.86401200, 0.84008400, 0.80657200, 0.76002000, 0.70532800, 0.63447600, 0.54752700, 0.44390100, 0.31922600, 0.17386300, 0.01003200, -0.17137900, -0.36157200, -0.55087500, -0.73053500, -0.89102500, -1.02634800, -1.12995700, -1.20629900, -1.25814000, -1.29244000]
CE07SHSM-MFD37-01-OPTAAD000 | CE07SHSM-00001 | 1 | 127 | CC_tcal | 22.8
CE07SHSM-MFD37-01-OPTAAD000 | CE07SHSM-00001 | 1 | 127 | CC_tbins | [ 1.48913400, 2.42635000, 3.45623900, 4.46516900, 5.47333300, 6.46200000, 7.46351400, 8.48666700, 9.48812500, 10.48647100, 11.52250000, 12.53971400, 13.49422200, 14.49657900, 15.47969700, 16.50896600, 17.49880000, 18.48608700, 19.46681800, 20.46850000, 21.49100000, 22.49611100, 23.50000000, 24.49789500, 25.50400000, 26.53857100, 27.48632700, 28.48272700, 29.49615400, 30.51361100, 31.48021300, 32.49243900, 33.49108100, 34.54024400, 35.50540000, 36.68040800]
CE07SHSM-MFD37-01-OPTAAD000 | CE07SHSM-00001 | 1 | 127 | CC_awlngth | [401.00000000, 405.50000000, 410.00000000, 413.90000000, 418.30000000, 423.30000000, 428.10000000, 432.70000000, 437.00000000, 441.60000000, 446.50000000, 451.80000000, 456.90000000, 461.10000000, 465.70000000, 471.00000000, 476.10000000, 481.30000000, 486.40000000, 491.10000000, 495.50000000, 500.10000000, 505.20000000, 510.40000000, 515.80000000, 521.00000000, 526.00000000, 530.80000000, 535.30000000, 540.20000000, 545.20000000, 550.20000000, 555.10000000, 560.30000000, 565.00000000, 569.80000000, 574.20000000, 578.50000000, 582.90000000, 585.90000000, 590.10000000, 594.90000000, 599.60000000, 604.60000000, 609.30000000, 614.20000000, 619.00000000, 623.50000000, 628.00000000, 632.90000000, 637.00000000, 641.60000000, 646.10000000, 650.90000000, 655.50000000, 660.40000000, 664.50000000, 669.30000000, 673.70000000, 678.30000000, 682.00000000, 686.30000000, 690.20000000, 694.00000000, 697.60000000, 701.50000000, 705.00000000, 708.40000000, 711.60000000, 715.20000000, 718.50000000, 721.70000000, 725.40000000, 728.10000000, 731.50000000, 733.70000000, 737.20000000, 739.70000000, 742.20000000, 744.10000000, 746.70000000, 749.00000000]
CE07SHSM-MFD37-01-OPTAAD000 | CE07SHSM-00001 | 1 | 127 | CC_acwo | [ 0.48980100, 0.63088300, 0.71561700, 0.75659800, 0.77720300, 0.78157500, 0.78125000, 0.78096000, 0.78397500, 0.78603100, 0.79114100, 0.79725800, 0.80627000, 0.81610000, 0.82773800, 0.83983100, 0.85321000, 0.86670500, 0.88111000, 0.89520300, 0.90898800, 0.92211800, 0.93450300, 0.94735100, 0.96115600, 0.97620900, 0.99252700, 1.00862300, 1.02429100, 1.03871100, 1.05290100, 1.06742600, 1.08200800, 1.09655800, 1.11022900, 1.12207700, 1.13048800, 1.13486800, 1.13464200, 1.13448300, 1.12453700, 1.11056700, 1.09658100, 1.08802900, 1.08727600, 1.09344900, 1.10244500, 1.11207300, 1.12162600, 1.13074300, 1.13866000, 1.14436600, 1.14709400, 1.14639800, 1.14367900, 1.14157900, 1.14182900, 1.14380900, 1.14556900, 1.14441000, 1.13794200, 1.12437300, 1.10217800, 1.06989700, 1.02551200, 0.96808500, 0.89502100, 0.80408700, 0.69408000, 0.56388500, 0.41225400, 0.24195800, 0.05849400, -0.12855100, -0.31004100, -0.47662900, -0.61908100, -0.73251300, -0.81607900, -0.87355900, -0.91116100, -0.93727100]
CE07SHSM-MFD37-01-OPTAAD000 | CE07SHSM-00001 | 1 | 127 | CC_taarray | SheetRef:ACS127_CC_taarray
CE07SHSM-MFD37-01-OPTAAD000 | CE07SHSM-00001 | 1 | 127 | CC_tcarray | SheetRef:ACS127_CC_tcarray
CE07SHSM-RID27-02-FLORTD000 | CE07SHSM-00001 | 1 | 1152 | CC_dark_counts_volume_scatter | 50
CE07SHSM-RID27-02-FLORTD000 | CE07SHSM-00001 | 1 | 1152 | CC_scale_factor_volume_scatter | 1.833e-06
CE07SHSM-RID27-02-FLORTD000 | CE07SHSM-00001 | 1 | 1152 | CC_dark_counts_chlorophyll_a | 46
CE07SHSM-RID27-02-FLORTD000 | CE07SHSM-00001 | 1 | 1152 | CC_scale_factor_chlorophyll_a | 0.0073
CE07SHSM-RID27-02-FLORTD000 | CE07SHSM-00001 | 1 | 1152 | CC_dark_counts_cdom | 43
CE07SHSM-RID27-02-FLORTD000 | CE07SHSM-00001 | 1 | 1152 | CC_scale_factor_cdom | 0.0905
CE07SHSM-RID27-02-FLORTD000 | CE07SHSM-00001 | 1 | 1152 | CC_scattering_angle | 117 | Constant
CE07SHSM-RID27-02-FLORTD000 | CE07SHSM-00001 | 1 | 1152 | CC_measurement_wavelength | 700 | Constant
CE07SHSM-RID27-02-FLORTD000 | CE07SHSM-00001 | 1 | 1152 | CC_angular_resolution | 1.08 | Constant
CE07SHSM-RID27-02-FLORTD000 | CE07SHSM-00001 | 1 | 1152 | CC_depolarization_ratio | 0.039 | Constant
CE07SHSM-RID27-03-CTDBPC000 | CE07SHSM-00001 | 1 | 16-50007 | CC_lat | 46.9861
CE07SHSM-RID27-03-CTDBPC000 | CE07SHSM-00001 | 1 | 16-50007 | CC_lon | -124.5661
CE07SHSM-RID27-03-CTDBPC000 | CE07SHSM-00001 | 1 | 16-50007 | CC_a0 | 0.0012691
CE07SHSM-RID27-03-CTDBPC000 | CE07SHSM-00001 | 1 | 16-50007 | CC_a1 | 0.00027308
CE07SHSM-RID27-03-CTDBPC000 | CE07SHSM-00001 | 1 | 16-50007 | CC_a2 | -1.1392e-06
CE07SHSM-RID27-03-CTDBPC000 | CE07SHSM-00001 | 1 | 16-50007 | CC_a3 | 1.8253e-07
CE07SHSM-RID27-03-CTDBPC000 | CE07SHSM-00001 | 1 | 16-50007 | CC_ptempa0 | -57.5406
CE07SHSM-RID27-03-CTDBPC000 | CE07SHSM-00001 | 1 | 16-50007 | CC_ptempa1 | 54.0041
CE07SHSM-RID27-03-CTDBPC000 | CE07SHSM-00001 | 1 | 16-50007 | CC_ptempa2 | -0.57564
CE07SHSM-RID27-03-CTDBPC000 | CE07SHSM-00001 | 1 | 16-50007 | CC_ptca0 | 525254.6
CE07SHSM-RID27-03-CTDBPC000 | CE07SHSM-00001 | 1 | 16-50007 | CC_ptca1 | 21.8143
CE07SHSM-RID27-03-CTDBPC000 | CE07SHSM-00001 | 1 | 16-50007 | CC_ptca2 | -0.4685
CE07SHSM-RID27-03-CTDBPC000 | CE07SHSM-00001 | 1 | 16-50007 | CC_ptcb0 | 25.1184
CE07SHSM-RID27-03-CTDBPC000 | CE07SHSM-00001 | 1 | 16-50007 | CC_ptcb1 | 7.5e-05
CE07SHSM-RID27-03-CTDBPC000 | CE07SHSM-00001 | 1 | 16-50007 | CC_ptcb2 | 0
CE07SHSM-RID27-03-CTDBPC000 | CE07SHSM-00001 | 1 | 16-50007 | CC_pa0 | 0.12341
CE07SHSM-RID27-03-CTDBPC000 | CE07SHSM-00001 | 1 | 16-50007 | CC_pa1 | 0.00048843
CE07SHSM-RID27-03-CTDBPC000 | CE07SHSM-00001 | 1 | 16-50007 | CC_pa2 | -6.0725e-12
CE07SHSM-RID27-03-CTDBPC000 | CE07SHSM-00001 | 1 | 16-50007 | CC_g | -0.9755
CE07SHSM-RID27-03-CTDBPC000 | CE07SHSM-00001 | 1 | 16-50007 | CC_h | 0.13948
CE07SHSM-RID27-03-CTDBPC000 | CE07SHSM-00001 | 1 | 16-50007 | CC_i | -0.00023662
CE07SHSM-RID27-03-CTDBPC000 | CE07SHSM-00001 | 1 | 16-50007 | CC_j | 3.6901e-05
CE07SHSM-RID27-03-CTDBPC000 | CE07SHSM-00001 | 1 | 16-50007 | CC_cpcor | -9.57e-08
CE07SHSM-RID27-03-CTDBPC000 | CE07SHSM-00001 | 1 | 16-50007 | CC_ctcor | 3.25e-06
CE07SHSM-MFD37-03-CTDBPC000 | CE07SHSM-00001 | 1 | 16-50009 | CC_lat | 46.9861
CE07SHSM-MFD37-03-CTDBPC000 | CE07SHSM-00001 | 1 | 16-50009 | CC_lon | -124.5661
CE07SHSM-MFD37-03-CTDBPC000 | CE07SHSM-00001 | 1 | 16-50009 | CC_a0 | 0.0012781
CE07SHSM-MFD37-03-CTDBPC000 | CE07SHSM-00001 | 1 | 16-50009 | CC_a1 | 0.00026863
CE07SHSM-MFD37-03-CTDBPC000 | CE07SHSM-00001 | 1 | 16-50009 | CC_a2 | -5.7725e-07
CE07SHSM-MFD37-03-CTDBPC000 | CE07SHSM-00001 | 1 | 16-50009 | CC_a3 | 1.5844e-07
CE07SHSM-MFD37-03-CTDBPC000 | CE07SHSM-00001 | 1 | 16-50009 | CC_ptempa0 | -59.0824
CE07SHSM-MFD37-03-CTDBPC000 | CE07SHSM-00001 | 1 | 16-50009 | CC_ptempa1 | 54.7087
CE07SHSM-MFD37-03-CTDBPC000 | CE07SHSM-00001 | 1 | 16-50009 | CC_ptempa2 | -0.55951
CE07SHSM-MFD37-03-CTDBPC000 | CE07SHSM-00001 | 1 | 16-50009 | CC_ptca0 | 524027.505
CE07SHSM-MFD37-03-CTDBPC000 | CE07SHSM-00001 | 1 | 16-50009 | CC_ptca1 | 3.7212
CE07SHSM-MFD37-03-CTDBPC000 | CE07SHSM-00001 | 1 | 16-50009 | CC_ptca2 | -0.14128
CE07SHSM-MFD37-03-CTDBPC000 | CE07SHSM-00001 | 1 | 16-50009 | CC_ptcb0 | 24.7411
CE07SHSM-MFD37-03-CTDBPC000 | CE07SHSM-00001 | 1 | 16-50009 | CC_ptcb1 | -0.000575
CE07SHSM-MFD37-03-CTDBPC000 | CE07SHSM-00001 | 1 | 16-50009 | CC_ptcb2 | 0
CE07SHSM-MFD37-03-CTDBPC000 | CE07SHSM-00001 | 1 | 16-50009 | CC_pa0 | 0.0078074
CE07SHSM-MFD37-03-CTDBPC000 | CE07SHSM-00001 | 1 | 16-50009 | CC_pa1 | 0.0004938
CE07SHSM-MFD37-03-CTDBPC000 | CE07SHSM-00001 | 1 | 16-50009 | CC_pa2 | -6.6817e-12
CE07SHSM-MFD37-03-CTDBPC000 | CE07SHSM-00001 | 1 | 16-50009 | CC_g | -0.97901
CE07SHSM-MFD37-03-CTDBPC000 | CE07SHSM-00001 | 1 | 16-50009 | CC_h | 0.14045
CE07SHSM-MFD37-03-CTDBPC000 | CE07SHSM-00001 | 1 | 16-50009 | CC_i | -0.00026383
CE07SHSM-MFD37-03-CTDBPC000 | CE07SHSM-00001 | 1 | 16-50009 | CC_j | 3.9118e-05
CE07SHSM-MFD37-03-CTDBPC000 | CE07SHSM-00001 | 1 | 16-50009 | CC_cpcor | -9.57e-08
CE07SHSM-MFD37-03-CTDBPC000 | CE07SHSM-00001 | 1 | 16-50009 | CC_ctcor | 3.25e-06
CE07SHSM-RID27-04-DOSTAD000 | CE07SHSM-00001 | 1 | 217 | CC_lat | 46.9861
CE07SHSM-RID27-04-DOSTAD000 | CE07SHSM-00001 | 1 | 217 | CC_lon | -124.5661
CE07SHSM-RID27-04-DOSTAD000 | CE07SHSM-00001 | 1 | 217 | CC_csv | [3.153246E-03,1.329357E-04,2.626365E-06,2.320596E+02,-3.106902E-01,-5.817659E+01,4.539600E+00]
CE07SHSM-MFD37-04-DOSTAD000 | CE07SHSM-00001 | 1 | 218 | CC_lat | 46.9861
CE07SHSM-MFD37-04-DOSTAD000 | CE07SHSM-00001 | 1 | 218 | CC_lon | -124.5661
CE07SHSM-MFD37-04-DOSTAD000 | CE07SHSM-00001 | 1 | 218 | CC_csv | [3.155447E-03,1.330814E-04,2.567440E-06,2.323860E+02,-3.316277E-01,-5.747668E+01,4.543412E+00]
CE07SHSM-RID27-07-NUTNRB000 | CE07SHSM-00001 | 1 | 253 | CC_lower_wavelength_limit_for_spectra_fit | 217 | Constant
CE07SHSM-RID27-07-NUTNRB000 | CE07SHSM-00001 | 1 | 253 | CC_upper_wavelength_limit_for_spectra_fit | 240 | Constant
CE07SHSM-RID27-07-NUTNRB000 | CE07SHSM-00001 | 1 | 253 | CC_cal_temp | 20.023
CE07SHSM-RID27-07-NUTNRB000 | CE07SHSM-00001 | 1 | 253 | CC_wl | [190.4, 191.18, 191.97, 192.75, 193.53, 194.32, 195.11, 195.89, 196.68, 197.46, 198.25, 199.04, 199.82, 200.61, 201.4, 202.18, 202.97, 203.76, 204.55, 205.34, 206.13, 206.92, 207.7, 208.49, 209.28, 210.07, 210.86, 211.65, 212.44, 213.23, 214.03, 214.82, 215.61, 216.4, 217.19, 217.98, 218.78, 219.57, 220.36, 221.15, 221.95, 222.74, 223.53, 224.33, 225.12, 225.91, 226.71, 227.5, 228.3, 229.09, 229.89, 230.68, 231.48, 232.27, 233.07, 233.86, 234.66, 235.46, 236.25, 237.05, 237.84, 238.64, 239.44, 240.24, 241.03, 241.83, 242.63, 243.42, 244.22, 245.02, 245.82, 246.62, 247.41, 248.21, 249.01, 249.81, 250.61, 251.41, 252.21, 253.01, 253.8, 254.6, 255.4, 256.2, 257.0, 257.8, 258.6, 259.4, 260.2, 261.0, 261.8, 262.6, 263.41, 264.21, 265.01, 265.81, 266.61, 267.41, 268.21, 269.01, 269.81, 270.61, 271.42, 272.22, 273.02, 273.82, 274.62, 275.43, 276.23, 277.03, 277.83, 278.63, 279.44, 280.24, 281.04, 281.84, 282.65, 283.45, 284.25, 285.05, 285.86, 286.66, 287.46, 288.26, 289.07, 289.87, 290.67, 291.48, 292.28, 293.08, 293.88, 294.69, 295.49, 296.29, 297.1, 297.9, 298.7, 299.51, 300.31, 301.11, 301.92, 302.72, 303.52, 304.33, 305.13, 305.93, 306.74, 307.54, 308.34, 309.15, 309.95, 310.75, 311.56, 312.36, 313.16, 313.97, 314.77, 315.57, 316.38, 317.18, 317.98, 318.79, 319.59, 320.39, 321.2, 322.0, 322.8, 323.6, 324.41, 325.21, 326.01, 326.82, 327.62, 328.42, 329.22, 330.03, 330.83, 331.63, 332.43, 333.24, 334.04, 334.84, 335.64, 336.45, 337.25, 338.05, 338.85, 339.65, 340.46, 341.26, 342.06, 342.86, 343.66, 344.46, 345.27, 346.07, 346.87, 347.67, 348.47, 349.27, 350.07, 350.87, 351.67, 352.47, 353.27, 354.07, 354.88, 355.68, 356.48, 357.28, 358.07, 358.87, 359.67, 360.47, 361.27, 362.07, 362.87, 363.67, 364.47, 365.27, 366.07, 366.86, 367.66, 368.46, 369.26, 370.06, 370.85, 371.65, 372.45, 373.25, 374.04, 374.84, 375.64, 376.43, 377.23, 378.03, 378.82, 379.62, 380.42, 381.21, 382.01, 382.8, 383.6, 384.39, 385.19, 385.98, 386.78, 387.57, 388.37, 389.16, 389.95, 390.75, 391.54, 392.33, 393.13, 393.92]
CE07SHSM-RID27-07-NUTNRB000 | CE07SHSM-00001 | 1 | 253 | CC_eno3 | [-0.00028913, 0.00033458, -0.00415539, -0.00686076, 0.01186226, 0.00400332, 0.0113519, -0.00154596, 0.00151991, -0.0006867, 0.00726805, -0.00146215, -0.01217945, -0.00183998, -0.0024801, 0.00404294, -0.00273617, -0.00237844, -0.00038648, 0.00423628, 0.00447361, 0.00629205, 0.0066623, 0.00620476, 0.00680185, 0.0064839, 0.00665286, 0.00640911, 0.00624996, 0.00606906, 0.00575084, 0.00547017, 0.00518169, 0.00485952, 0.00452747, 0.00421177, 0.00389358, 0.00359947, 0.00328617, 0.00298187, 0.00269877, 0.00240989, 0.00215248, 0.00190525, 0.00167979, 0.00147155, 0.00128145, 0.0011057, 0.00094788, 0.00079186, 0.0006763, 0.00057027, 0.00046769, 0.00038524, 0.00032282, 0.00027272, 0.00021623, 0.00018251, 0.00013679, 0.00010246, 0.00007867, 0.00005458, 0.00003842, 0.00003201, 0.00001747, 0.00000239, 0.00000967, -0.00000099, -0.00000072, -0.00000906, -0.00000113, -0.00001608, -0.00000206, -0.00001152, -0.0000084, -0.00001205, -0.00001655, -0.00002184, -0.00000251, -0.00000848, -0.00000991, -0.00001042, 0.00000009, 0.00001528, 0.00000721, 0.00000909, 0.00001558, 0.00002293, 0.00003188, 0.00002595, 0.00003286, 0.00002566, 0.00004199, 0.00003828, 0.00005306, 0.00003423, 0.00005056, 0.00006494, 0.00004608, 0.00004899, 0.00003792, 0.00005169, 0.00005287, 0.00005782, 0.00005605, 0.00006768, 0.00007631, 0.00006838, 0.00006963, 0.00007491, 0.00009814, 0.00007495, 0.00011604, 0.00008945, 0.00010574, 0.00010534, 0.00010031, 0.00006401, 0.00010804, 0.00009521, 0.00010832, 0.00009897, 0.00013135, 0.00011406, 0.00014899, 0.00014461, 0.00010078, 0.00015666, 0.00016187, 0.00016305, 0.00015545, 0.00014843, 0.00016626, 0.00017447, 0.00017843, 0.00018301, 0.0001826, 0.0001873, 0.00017025, 0.00017879, 0.00020298, 0.0002, 0.00020387, 0.00019922, 0.0002067, 0.0002143, 0.00020573, 0.00020867, 0.00020779, 0.00020689, 0.00022274, 0.0002124, 0.00020697, 0.00021736, 0.00023073, 0.0002315, 0.00024027, 0.00024586, 0.00027119, 0.00027383, 0.00024941, 0.00025031, 0.0002835, 0.00028976, 0.00025851, 0.00025881, 0.00026427, 0.00024785, 0.0002493, 0.00025159, 0.00024801, 0.00026404, 0.00028762, 0.00028519, 0.00027405, 0.0003254, 0.00032286, 0.00031674, 0.0003016, 0.00029501, 0.00031051, 0.00030373, 0.00030807, 0.00029565, 0.0003313, 0.00031548, 0.0003075, 0.00032635, 0.00034076, 0.00035953, 0.00034265, 0.00033808, 0.00037155, 0.00035236, 0.00035225, 0.00036556, 0.00035534, 0.00035182, 0.00038317, 0.00036281, 0.00038865, 0.00038854, 0.00035999, 0.00038143, 0.00040987, 0.00037424, 0.00037866, 0.00039469, 0.00038637, 0.00036492, 0.00039769, 0.00037819, 0.00040938, 0.00041292, 0.0004051, 0.00042904, 0.00044454, 0.00044729, 0.00042551, 0.00044571, 0.00041707, 0.00044911, 0.00041324, 0.00043589, 0.00041148, 0.00043822, 0.00042186, 0.00044336, 0.00049001, 0.00045184, 0.0004317, 0.00041627, 0.00046942, 0.00044242, 0.00047626, 0.00044659, 0.00046921, 0.00042692, 0.00049183, 0.00052205, 0.0005136, 0.00053656, 0.00051684, 0.00052696, 0.00045761, 0.00049173, 0.00049491, 0.00055455, 0.00049217, 0.00053411, 0.00049147, 0.00049924, 0.00050936, 0.00050339, 0.0005249, 0.00052806]
CE07SHSM-RID27-07-NUTNRB000 | CE07SHSM-00001 | 1 | 253 | CC_eswa | [0.01043285, -0.01727637, 0.00237779, 0.0075427, -0.00525912, 0.00521289, 0.00850734, 0.0140311, 0.01020736, 0.01907345, 0.03165719, 0.04634708, 0.06355322, 0.06412388, 0.06336246, 0.06559017, 0.06690741, 0.07057343, 0.06926041, 0.06763699, 0.06494513, 0.06027612, 0.05455788, 0.04827596, 0.04185927, 0.0356229, 0.03006295, 0.02523944, 0.02097622, 0.01734469, 0.01430419, 0.01169151, 0.00951464, 0.00770536, 0.00621483, 0.00493752, 0.00392227, 0.00308441, 0.00241848, 0.00187303, 0.00145709, 0.00111912, 0.00087057, 0.00066822, 0.00052887, 0.00040485, 0.00033185, 0.00027142, 0.00021563, 0.00018253, 0.00016491, 0.00012606, 0.0001082, 0.0001079, 0.00007534, 0.00006268, 0.00006038, 0.00004186, 0.00003318, 0.00004441, 0.00002964, 0.00002836, 0.00002174, 0.00001656, 0.00002294, 0.00001035, -0.00000266, 0.00000536, -0.00000509, -0.0000056, -0.00001421, -0.00002438, -0.00001471, -0.00000558, -0.00000465, -0.00000577, -0.00001092, 0.00000772, 0.00000224, -0.00000523, 0.0000077, 0.00000816, 0.00000686, -0.0000006, -0.00000925, 0.00000253, 0.0000066, 0.00001164, 0.00000983, 0.0000097, 0.0000111, 0.00000994, -0.00001124, -0.00000164, -0.00000307, 0.00001293, 0.00001368, 0.00000168, 0.00000483, -0.00000038, 0.00001946, 0.00000334, 0.00001259, 0.0000128, 0.00002473, 0.00000802, 0.00000527, 0.00002403, 0.00003981, 0.00005692, 0.00001726, 0.00005479, 0.00001044, 0.0000575, 0.00002243, 0.00004511, 0.00002185, 0.0000411, 0.00003335, 0.00002837, 0.00002532, 0.00005957, 0.00004913, 0.00005251, 0.00002652, 0.00004706, 0.00008272, 0.00004546, 0.00003, 0.00003287, 0.00003751, 0.00003934, 0.00003456, 0.00005129, 0.00004443, 0.00005037, 0.00005471, 0.0000757, 0.00007055, 0.00009067, 0.00007712, 0.00007501, 0.00007912, 0.00008939, 0.00009647, 0.00009918, 0.00009762, 0.00008814, 0.00011433, 0.00011054, 0.00009954, 0.00011388, 0.0001237, 0.0001188, 0.00012897, 0.00011969, 0.00011203, 0.00012577, 0.00011035, 0.00011717, 0.00011399, 0.00012379, 0.00012591, 0.00013699, 0.00013819, 0.00014661, 0.00017992, 0.00017707, 0.00017949, 0.00016228, 0.00017117, 0.00018508, 0.00013205, 0.00015663, 0.00017684, 0.00016657, 0.00017546, 0.00016857, 0.00017344, 0.00019843, 0.00017227, 0.00020936, 0.00019247, 0.00021476, 0.00017477, 0.00018349, 0.00020442, 0.00020764, 0.00023522, 0.00016702, 0.00018786, 0.00019657, 0.00023096, 0.00021944, 0.00021466, 0.00023151, 0.00023894, 0.00024908, 0.00021159, 0.00023813, 0.00022228, 0.00025572, 0.00027148, 0.00027758, 0.00023549, 0.00026659, 0.00027281, 0.00026228, 0.00022892, 0.00026773, 0.00028123, 0.00029505, 0.00027373, 0.00028173, 0.00030051, 0.00032759, 0.00029564, 0.00031705, 0.00034575, 0.00037528, 0.00033445, 0.00032989, 0.00034304, 0.00036566, 0.00039157, 0.00033577, 0.0003638, 0.00041752, 0.00038147, 0.00040126, 0.00038458, 0.00039791, 0.00042499, 0.00037479, 0.00032975, 0.00034007, 0.00040251, 0.00042092, 0.00039379, 0.00031858, 0.0003794, 0.0004164, 0.00036855, 0.00035075, 0.00042352, 0.00044614, 0.00044456, 0.00038529, 0.00041891, 0.00039472, 0.00040085, 0.00039861, 0.00035463, 0.00040783, 0.00049768, 0.00050094]
CE07SHSM-RID27-07-NUTNRB000 | CE07SHSM-00001 | 1 | 253 | CC_di | [25.06158315, 25.72824982, 30.76528686, 33.2097313, 37.98750908, 40.58010167, 41.69121278, 44.24676834, 45.39491649, 59.06158315, 95.76528686, 201.76528686, 467.46899056, 1037.43195352, 2064.76528686, 3656.24676834, 5786.46899056, 8193.46899056, 10477.83936093, 12307.58010167, 13652.02454611, 14648.43195352, 15474.17269426, 16299.83936093, 17187.46899056, 18224.32084241, 19413.43195352, 20733.32084241, 22171.39491649, 23682.13565723, 25136.65417574, 26502.54306463, 27638.76528686, 28443.24676834, 28874.35787945, 28865.80232389, 28434.87639797, 27651.43195352, 26615.913435, 25441.87639797, 24268.13565723, 23171.24676834, 22221.06158315, 21471.32084241, 20933.17269426, 20601.39491649, 20515.54306463, 20629.83936093, 20954.28380537, 21481.87639797, 22201.06158315, 23126.54306463, 24230.32084241, 25456.46899056, 26809.13565723, 28245.17269426, 29695.39491649, 31111.28380537, 32474.32084241, 33613.46899056, 34507.43195352, 35106.2097313, 35280.17269426, 35110.17269426, 34537.24676834, 33581.46899056, 32363.2097313, 30929.32084241, 29389.13565723, 27814.46899056, 26297.39491649, 24845.95047204, 23525.72824982, 22323.65417574, 21267.09862019, 20353.72824982, 19567.17269426, 18895.02454611, 18344.87639797, 17895.76528686, 17550.98750908, 17298.46899056, 17132.69121278, 17056.13565723, 17070.65417574, 17149.13565723, 17302.24676834, 17545.913435, 17828.72824982, 18159.83936093, 18546.5801016699, 18948.87639797, 19357.98750908, 19743.35787945, 20092.46899056, 20375.35787945, 20567.39491649, 20635.80232389, 20586.32084241, 20397.98750908, 20052.913435, 19586.61713871, 19008.28380537, 18339.28380537, 17628.98750908, 16884.54306463, 16143.32084241, 15427.72824982, 14764.58010167, 14141.65417574, 13597.06158315, 13109.5060276, 12677.83936093, 12312.35787945, 12001.58010167, 11744.913435, 11552.72824982, 11398.76528686, 11295.80232389, 11249.54306463, 11236.98750908, 11278.06158315, 11364.98750908, 11502.65417574, 11673.2097313, 11898.09862019, 12159.98750908, 12469.09862019, 12816.61713871, 13181.80232389, 13586.35787945, 14019.39491649, 14456.35787945, 14925.95047204, 15384.54306463, 15841.06158315, 16285.72824982, 16717.913435, 17103.46899056, 17470.13565723, 17785.32084241, 18033.35787945, 18231.13565723, 18356.17269426, 18397.76528686, 18377.69121278, 18267.35787945, 18085.28380537, 17835.65417574, 17536.32084241, 17190.61713871, 16815.28380537, 16408.95047204, 15978.58010167, 15547.35787945, 15100.83936093, 14657.06158315, 14225.83936093, 13793.76528686, 13392.913435, 13013.2097313, 12648.02454611, 12318.76528686, 12024.5060276, 11735.2097313, 11473.24676834, 11218.35787945, 10977.98750908, 10763.54306463, 10542.32084241, 10331.69121278, 10123.46899056, 9925.02454611, 9741.32084241, 9585.35787945, 9441.58010167, 9327.83936093, 9229.32084241, 9149.35787945, 9089.98750908, 9058.17269426, 9033.83936093, 9031.72824982, 9036.65417574, 9035.09862019, 9035.76528686, 9044.98750908, 9055.02454611, 9064.98750908, 9077.46899056, 9074.54306463, 9064.5060276, 9058.02454611, 9052.09862019, 9042.61713871, 9042.61713871, 9030.65417574, 9024.913435, 9011.35787945, 8990.32084241, 8976.39491649, 8964.913435, 8947.61713871, 8934.24676834, 8897.83936093, 8861.61713871, 8821.32084241, 8766.35787945, 8709.02454611, 8642.32084241, 8550.02454611, 8447.39491649, 8338.913435, 8212.76528686, 8083.913435, 7953.02454611, 7808.39491649, 7657.83936093, 7511.28380537, 7360.76528686, 7215.54306463, 7077.98750908, 6920.24676834, 6751.98750908, 6561.83936093, 6377.87639797, 6196.28380537, 6042.24676834, 5897.87639797, 5765.87639797, 5650.28380537, 5544.46899056, 5460.69121278, 5368.02454611, 5296.5060276, 5248.17269426, 5207.54306463, 5149.28380537, 5060.98750908, 4962.17269426, 4869.76528686, 4791.76528686, 4722.24676834, 4654.72824982, 4601.913435, 4554.61713871, 4521.95047204, 4502.35787945, 4480.83936093, 4452.17269426, 4425.2097313, 4417.02454611, 4443.913435, 4460.69121278, 4417.24676834, 4417.24676834]
CE07SHSM-RID27-08-SPKIRB000 | CE07SHSM-00001 | 1 | 242 | CC_immersion_factor | [1.368, 1.41, 1.365, 1.354, 1.372, 1.322, 1.347]
CE07SHSM-RID27-08-SPKIRB000 | CE07SHSM-00001 | 1 | 242 | CC_offset | [2146932510.0, 2147384546.8, 2147614481.1, 2147394936.4, 2147608332.5, 2147650506.1, 2148421119.0]
CE07SHSM-RID27-08-SPKIRB000 | CE07SHSM-00001 | 1 | 242 | CC_scale | [0.000000205121688217, 0.000000206771003704, 0.000000203565326577, 0.000000199974030587, 0.000000217458235245, 0.000000216518763719, 0.000000207332395146]
CE07SHSM-RID26-01-ADCPTA000 | CE07SHSM-00001 | 1 | 18222 | CC_depth | 5000
CE07SHSM-RID26-01-ADCPTA000 | CE07SHSM-00001 | 1 | 18222 | CC_lat | 46.9861
CE07SHSM-RID26-01-ADCPTA000 | CE07SHSM-00001 | 1 | 18222 | CC_lon | -124.5661
CE07SHSM-RID26-01-ADCPTA000 | CE07SHSM-00001 | 1 | 18222 | CC_scale_factor1 | 0.45
CE07SHSM-RID26-01-ADCPTA000 | CE07SHSM-00001 | 1 | 18222 | CC_scale_factor2 | 0.45
CE07SHSM-RID26-01-ADCPTA000 | CE07SHSM-00001 | 1 | 18222 | CC_scale_factor3 | 0.45
CE07SHSM-RID26-01-ADCPTA000 | CE07SHSM-00001 | 1 | 18222 | CC_scale_factor4 | 0.45
CE07SHSM-MFD35-04-ADCPTC000 | CE07SHSM-00001 | 1 | 19000 | CC_depth | 88000
CE07SHSM-MFD35-04-ADCPTC000 | CE07SHSM-00001 | 1 | 19000 | CC_lat | 46.9861
CE07SHSM-MFD35-04-ADCPTC000 | CE07SHSM-00001 | 1 | 19000 | CC_lon | -124.5661
CE07SHSM-MFD35-04-ADCPTC000 | CE07SHSM-00001 | 1 | 19000 | CC_scale_factor1 | 0.45
CE07SHSM-MFD35-04-ADCPTC000 | CE07SHSM-00001 | 1 | 19000 | CC_scale_factor2 | 0.45
CE07SHSM-MFD35-04-ADCPTC000 | CE07SHSM-00001 | 1 | 19000 | CC_scale_factor3 | 0.45
CE07SHSM-MFD35-04-ADCPTC000 | CE07SHSM-00001 | 1 | 19000 | CC_scale_factor4 | 0.45
CE07SHSM-MFD35-01-VEL3DD000 | CE07SHSM-00001 | 1 | 11707 | CC_lat | 46.9861
CE07SHSM-MFD35-01-VEL3DD000 | CE07SHSM-00001 | 1 | 11707 | CC_lon | -124.5661
CE07SHSM-MFD35-02-PRESFB000 | CE07SHSM-00001 | 1 | 26P76848-1384 | CC_c1 | 2042.489
CE07SHSM-MFD35-02-PRESFB000 | CE07SHSM-00001 | 1 | 26P76848-1384 | CC_c2 | 35.0195
CE07SHSM-MFD35-02-PRESFB000 | CE07SHSM-00001 | 1 | 26P76848-1384 | CC_c3 | -3565.966
CE07SHSM-MFD35-02-PRESFB000 | CE07SHSM-00001 | 1 | 26P76848-1384 | CC_d1 | 0.029269
CE07SHSM-MFD35-02-PRESFB000 | CE07SHSM-00001 | 1 | 26P76848-1384 | CC_d2 | 0
CE07SHSM-MFD35-02-PRESFB000 | CE07SHSM-00001 | 1 | 26P76848-1384 | CC_offset_correction_factor | 0 | Constant
CE07SHSM-MFD35-02-PRESFB000 | CE07SHSM-00001 | 1 | 26P76848-1384 | CC_pressure_offset_calibration_coefficient | -0.2132
CE07SHSM-MFD35-02-PRESFB000 | CE07SHSM-00001 | 1 | 26P76848-1384 | CC_slope_correction_factor | 1 | Constant
CE07SHSM-MFD35-02-PRESFB000 | CE07SHSM-00001 | 1 | 26P76848-1384 | CC_t1 | 27.7387
CE07SHSM-MFD35-02-PRESFB000 | CE07SHSM-00001 | 1 | 26P76848-1384 | CC_t2 | 0.44549
CE07SHSM-MFD35-02-PRESFB000 | CE07SHSM-00001 | 1 | 26P76848-1384 | CC_t3 | 18.2368
CE07SHSM-MFD35-02-PRESFB000 | CE07SHSM-00001 | 1 | 26P76848-1384 | CC_t4 | 10.5606
CE07SHSM-MFD35-02-PRESFB000 | CE07SHSM-00001 | 1 | 26P76848-1384 | CC_u0 | 5.8515
CE07SHSM-MFD35-02-PRESFB000 | CE07SHSM-00001 | 1 | 26P76848-1384 | CC_y1 | -3919.956
CE07SHSM-MFD35-02-PRESFB000 | CE07SHSM-00001 | 1 | 26P76848-1384 | CC_y2 | -11177.8
CE07SHSM-MFD35-02-PRESFB000 | CE07SHSM-00001 | 1 | 26P76848-1384 | CC_y3 | 0
CE07SHSM-MFD35-02-PRESFB000 | CE07SHSM-00001 | 1 | 26P76848-1384 | CC_b | 2796.2
CE07SHSM-MFD35-02-PRESFB000 | CE07SHSM-00001 | 1 | 26P76848-1384 | CC_m | 41943
CE07SHSM-MFD35-05-PCO2WB000 | CE07SHSM-00001 | 1 | C0083 | CC_cala | 0.0877
CE07SHSM-MFD35-05-PCO2WB000 | CE07SHSM-00001 | 1 | C0083 | CC_calb | 0.4324
CE07SHSM-MFD35-05-PCO2WB000 | CE07SHSM-00001 | 1 | C0083 | CC_calc | -1.3556
CE07SHSM-MFD35-05-PCO2WB000 | CE07SHSM-00001 | 1 | C0083 | CC_calt | 14.85
CE07SHSM-MFD35-05-PCO2WB000 | CE07SHSM-00001 | 1 | C0083 | CC_ea434 | 19706
CE07SHSM-MFD35-05-PCO2WB000 | CE07SHSM-00001 | 1 | C0083 | CC_ea620 | 34
CE07SHSM-MFD35-05-PCO2WB000 | CE07SHSM-00001 | 1 | C0083 | CC_eb434 | 3073
CE07SHSM-MFD35-05-PCO2WB000 | CE07SHSM-00001 | 1 | C0083 | CC_eb620 | 44327
CE07SHSM-MFD00-00-CAMSA000 | CE07SHSM-00001 | 1 | 0484-6102-0113 |  |  | No Calibration Coefficient
CE07SHSM-MFD00-00-ZPLSCC000 | CE07SHSM-00001 | 1 | 55078 |  |  | No Calibration Coefficient
CE07SHSM-SBC11-00-CPMENG000 | CE07SHSM-00001 | 1 | CE07SHSM-00001-CPM1 |  |  | The serial number used here is bogus, pending identification of the real serial number.
CE07SHSM-RIC21-00-CPMENG000 | CE07SHSM-00001 | 1 | CE07SHSM-00001-CPM2 |  |  | The serial number used here is bogus, pending identification of the real serial number.
CE07SHSM-MFC31-00-CPMENG000 | CE07SHSM-00001 | 1 | CE07SHSM-00001-CPM3 |  |  | The serial number used here is bogus, pending identification of the real serial number.
CE07SHSM-SBD11-00-DCLENG000 | CE07SHSM-00001 | 1 | CE07SHSM-00001-DCL11 |  |  | The serial number used here is bogus, pending identification of the real serial number.
CE07SHSM-SBD12-00-DCLENG000 | CE07SHSM-00001 | 1 | CE07SHSM-00001-DCL12 |  |  | The serial number used here is bogus, pending identification of the real serial number.
CE07SHSM-RID26-00-DCLENG000 | CE07SHSM-00001 | 1 | CE07SHSM-00001-DCL26 |  |  | The serial number used here is bogus, pending identification of the real serial number.
CE07SHSM-RID27-00-DCLENG000 | CE07SHSM-00001 | 1 | CE07SHSM-00001-DCL27 |  |  | The serial number used here is bogus, pending identification of the real serial number.
CE07SHSM-MFD35-00-DCLENG000 | CE07SHSM-00001 | 1 | CE07SHSM-00001-DCL35 |  |  | The serial number used here is bogus, pending identification of the real serial number.
CE07SHSM-MFD37-00-DCLENG000 | CE07SHSM-00001 | 1 | CE07SHSM-00001-DCL37 |  |  | The serial number used here is bogus, pending identification of the real serial number.

## ACS124_CC_taarray
-0.12568 | -0.12082 | -0.11566 | -0.10933 | -0.1042 | -0.097394 | -0.093062 | -0.087207 | -0.080745 | -0.075529 | -0.072284 | -0.067984 | -0.061068 | -0.057851 | -0.052109 | -0.047364 | -0.041216 | -0.036712 | -0.034209 | -0.031154 | -0.026565 | -0.023327 | -0.01892 | -0.011957 | -0.006548 | 0 | 0.006325 | 0.012384 | 0.017779 | 0.02362 | 0.030051 | 0.035911 | 0.042872 | 0.048314 | 0.050791
-0.12178 | -0.11618 | -0.11011 | -0.10396 | -0.098611 | -0.092195 | -0.088048 | -0.081916 | -0.076185 | -0.071214 | -0.068432 | -0.064187 | -0.057244 | -0.053779 | -0.049021 | -0.044091 | -0.039436 | -0.035908 | -0.032972 | -0.029902 | -0.02522 | -0.0219 | -0.017468 | -0.010961 | -0.006229 | 0 | 0.004943 | 0.011049 | 0.015958 | 0.020795 | 0.027007 | 0.033146 | 0.03799 | 0.042688 | 0.04524
-0.11271 | -0.10561 | -0.099161 | -0.093117 | -0.088491 | -0.081729 | -0.077517 | -0.072495 | -0.067144 | -0.063142 | -0.060265 | -0.056045 | -0.051026 | -0.047156 | -0.043087 | -0.038748 | -0.034379 | -0.031804 | -0.028987 | -0.026761 | -0.022424 | -0.019508 | -0.016328 | -0.010102 | -0.005757 | 0 | 0.004497 | 0.010043 | 0.013766 | 0.018807 | 0.023545 | 0.028334 | 0.032506 | 0.036438 | 0.037719
-0.10417 | -0.096716 | -0.089435 | -0.083882 | -0.079228 | -0.072775 | -0.069228 | -0.064369 | -0.059855 | -0.056796 | -0.053451 | -0.050323 | -0.045229 | -0.042365 | -0.038531 | -0.034571 | -0.030891 | -0.027877 | -0.026103 | -0.023406 | -0.020153 | -0.017784 | -0.014405 | -0.009201 | -0.005361 | 0 | 0.004127 | 0.007936 | 0.011247 | 0.015313 | 0.019865 | 0.023516 | 0.027202 | 0.030023 | 0.031969
-0.094799 | -0.08809 | -0.081684 | -0.076098 | -0.071736 | -0.065954 | -0.062095 | -0.058212 | -0.053776 | -0.050734 | -0.04745 | -0.044466 | -0.04012 | -0.037443 | -0.034216 | -0.030701 | -0.027286 | -0.025333 | -0.023034 | -0.021055 | -0.018047 | -0.016161 | -0.013095 | -0.00786 | -0.004474 | 0 | 0.003577 | 0.007339 | 0.010106 | 0.013667 | 0.016499 | 0.019945 | 0.023058 | 0.0259 | 0.02689
-0.087597 | -0.081617 | -0.075629 | -0.070779 | -0.066791 | -0.061288 | -0.058032 | -0.053839 | -0.050176 | -0.047178 | -0.044475 | -0.041607 | -0.037552 | -0.035118 | -0.031885 | -0.029 | -0.025664 | -0.023787 | -0.021428 | -0.019938 | -0.017012 | -0.015207 | -0.012457 | -0.007766 | -0.004044 | 0 | 0.003152 | 0.006532 | 0.008997 | 0.011723 | 0.015169 | 0.018018 | 0.020386 | 0.022295 | 0.023347
-0.082666 | -0.076937 | -0.071486 | -0.067114 | -0.063088 | -0.058165 | -0.054875 | -0.051167 | -0.047782 | -0.044726 | -0.04206 | -0.039126 | -0.035452 | -0.033627 | -0.030525 | -0.027365 | -0.024722 | -0.022315 | -0.020436 | -0.018932 | -0.016485 | -0.014606 | -0.011526 | -0.006916 | -0.003777 | 0 | 0.003179 | 0.006218 | 0.008336 | 0.01074 | 0.013651 | 0.016362 | 0.018703 | 0.020312 | 0.021129
-0.079582 | -0.074102 | -0.068747 | -0.064513 | -0.060861 | -0.056232 | -0.05289 | -0.049482 | -0.046125 | -0.04308 | -0.040832 | -0.038298 | -0.034707 | -0.032623 | -0.029765 | -0.027117 | -0.024281 | -0.021987 | -0.020226 | -0.018469 | -0.016189 | -0.014276 | -0.011453 | -0.007264 | -0.003891 | 0 | 0.002734 | 0.005439 | 0.007426 | 0.010012 | 0.012159 | 0.014827 | 0.017107 | 0.018761 | 0.019574
-0.077858 | -0.072261 | -0.066751 | -0.062798 | -0.059346 | -0.05493 | -0.051478 | -0.048355 | -0.045168 | -0.042692 | -0.040103 | -0.037477 | -0.034153 | -0.032088 | -0.029182 | -0.02627 | -0.023873 | -0.021719 | -0.019768 | -0.01806 | -0.015771 | -0.013978 | -0.011156 | -0.006808 | -0.003785 | 0 | 0.002653 | 0.005265 | 0.007067 | 0.009272 | 0.011961 | 0.014028 | 0.015929 | 0.017523 | 0.018435
-0.075623 | -0.070107 | -0.064763 | -0.060668 | -0.057145 | -0.052934 | -0.049994 | -0.046751 | -0.043488 | -0.041018 | -0.03849 | -0.036258 | -0.032996 | -0.030851 | -0.028311 | -0.02553 | -0.023077 | -0.020998 | -0.019068 | -0.017482 | -0.015241 | -0.013198 | -0.010594 | -0.006413 | -0.003217 | 0 | 0.002605 | 0.005129 | 0.007232 | 0.009245 | 0.011264 | 0.01365 | 0.015301 | 0.016668 | 0.017693
-0.073873 | -0.068312 | -0.062932 | -0.059151 | -0.055803 | -0.051557 | -0.048462 | -0.045506 | -0.042489 | -0.039939 | -0.037774 | -0.035321 | -0.032521 | -0.030283 | -0.027783 | -0.025178 | -0.022843 | -0.020685 | -0.018811 | -0.017092 | -0.0151 | -0.013294 | -0.010497 | -0.00651 | -0.003391 | 0 | 0.00235 | 0.004741 | 0.006531 | 0.008569 | 0.010747 | 0.012832 | 0.014624 | 0.016087 | 0.016737
-0.072031 | -0.066383 | -0.061021 | -0.057159 | -0.053885 | -0.049941 | -0.046994 | -0.043947 | -0.041049 | -0.038884 | -0.036443 | -0.034331 | -0.031392 | -0.029225 | -0.02666 | -0.024211 | -0.022134 | -0.019973 | -0.018178 | -0.016503 | -0.014473 | -0.012703 | -0.010058 | -0.006349 | -0.002993 | 0 | 0.002443 | 0.00469 | 0.006376 | 0.00839 | 0.010453 | 0.012389 | 0.014001 | 0.015418 | 0.016102
-0.070265 | -0.06449 | -0.059112 | -0.055389 | -0.052075 | -0.048387 | -0.045337 | -0.042404 | -0.039741 | -0.037574 | -0.03519 | -0.032927 | -0.030187 | -0.028188 | -0.02598 | -0.023571 | -0.021448 | -0.019525 | -0.017611 | -0.01594 | -0.013921 | -0.01233 | -0.009665 | -0.005984 | -0.003148 | 0 | 0.002347 | 0.004465 | 0.006161 | 0.008051 | 0.009834 | 0.011846 | 0.013479 | 0.01486 | 0.015697
-0.068778 | -0.062905 | -0.057488 | -0.053821 | -0.050684 | -0.046904 | -0.044072 | -0.041067 | -0.038341 | -0.036389 | -0.034108 | -0.031966 | -0.029268 | -0.027335 | -0.025013 | -0.022805 | -0.020676 | -0.01875 | -0.016833 | -0.015353 | -0.013395 | -0.01175 | -0.009202 | -0.005737 | -0.002867 | 0 | 0.002302 | 0.004317 | 0.006093 | 0.007826 | 0.009732 | 0.011638 | 0.012997 | 0.014274 | 0.015111
-0.066906 | -0.060995 | -0.055616 | -0.052079 | -0.048938 | -0.045442 | -0.042566 | -0.039684 | -0.037026 | -0.035182 | -0.032888 | -0.030799 | -0.028093 | -0.026349 | -0.023964 | -0.021899 | -0.019945 | -0.017964 | -0.016286 | -0.01461 | -0.012844 | -0.011284 | -0.008817 | -0.00556 | -0.002864 | 0 | 0.002134 | 0.004154 | 0.005762 | 0.007428 | 0.009339 | 0.011032 | 0.012436 | 0.013606 | 0.014545
-0.06506 | -0.059171 | -0.053846 | -0.050383 | -0.047341 | -0.043886 | -0.041026 | -0.038307 | -0.035892 | -0.033756 | -0.03167 | -0.029655 | -0.027007 | -0.025317 | -0.023159 | -0.021053 | -0.019077 | -0.017135 | -0.015576 | -0.014052 | -0.012177 | -0.010749 | -0.008499 | -0.0053 | -0.002681 | 0 | 0.001986 | 0.003874 | 0.005474 | 0.00715 | 0.00882 | 0.010638 | 0.011997 | 0.013117 | 0.01391
-0.062949 | -0.057152 | -0.05198 | -0.048575 | -0.045634 | -0.042311 | -0.039586 | -0.036962 | -0.034444 | -0.032586 | -0.030405 | -0.028382 | -0.025938 | -0.024181 | -0.022128 | -0.020069 | -0.018306 | -0.016342 | -0.014757 | -0.013305 | -0.011496 | -0.010222 | -0.008024 | -0.005152 | -0.002693 | 0 | 0.001888 | 0.003729 | 0.00518 | 0.006821 | 0.008519 | 0.01015 | 0.011578 | 0.012583 | 0.013373
-0.060758 | -0.055058 | -0.049925 | -0.046668 | -0.043809 | -0.040507 | -0.03782 | -0.035254 | -0.03292 | -0.031114 | -0.029065 | -0.027127 | -0.024734 | -0.023167 | -0.021166 | -0.019057 | -0.017335 | -0.015495 | -0.013864 | -0.0125 | -0.010844 | -0.009571 | -0.007521 | -0.004799 | -0.002383 | 0 | 0.001885 | 0.003596 | 0.005052 | 0.006594 | 0.008152 | 0.009776 | 0.011126 | 0.012009 | 0.01296
-0.058177 | -0.05263 | -0.047612 | -0.044479 | -0.041739 | -0.038718 | -0.036032 | -0.033676 | -0.031403 | -0.029658 | -0.027734 | -0.025898 | -0.023589 | -0.021914 | -0.01998 | -0.018062 | -0.016256 | -0.014574 | -0.013004 | -0.011707 | -0.010264 | -0.008947 | -0.007035 | -0.004586 | -0.00226 | 0 | 0.00168 | 0.003531 | 0.004839 | 0.006375 | 0.007885 | 0.009426 | 0.010721 | 0.01153 | 0.012641
-0.055714 | -0.050241 | -0.045334 | -0.042337 | -0.039681 | -0.036754 | -0.034273 | -0.032002 | -0.029868 | -0.02817 | -0.026316 | -0.024475 | -0.022352 | -0.020724 | -0.018759 | -0.016942 | -0.01521 | -0.013599 | -0.012109 | -0.010876 | -0.00938 | -0.008282 | -0.006573 | -0.004231 | -0.002139 | 0 | 0.001707 | 0.003301 | 0.004664 | 0.006044 | 0.007592 | 0.009125 | 0.010313 | 0.011348 | 0.012131
-0.053366 | -0.048062 | -0.043282 | -0.040353 | -0.037849 | -0.035063 | -0.032679 | -0.030514 | -0.028446 | -0.026771 | -0.025002 | -0.023285 | -0.021252 | -0.019657 | -0.017852 | -0.016009 | -0.014387 | -0.012744 | -0.011294 | -0.010127 | -0.008759 | -0.0077 | -0.006129 | -0.004002 | -0.002065 | 0 | 0.00155 | 0.003175 | 0.004545 | 0.005907 | 0.007358 | 0.008807 | 0.010004 | 0.010919 | 0.01175
-0.051329 | -0.046127 | -0.041494 | -0.038638 | -0.036259 | -0.033578 | -0.031331 | -0.029265 | -0.027324 | -0.025665 | -0.024002 | -0.022314 | -0.020281 | -0.018766 | -0.016885 | -0.015193 | -0.013649 | -0.012018 | -0.01064 | -0.009496 | -0.008173 | -0.007169 | -0.005697 | -0.003757 | -0.001961 | 0 | 0.001531 | 0.003024 | 0.004315 | 0.00568 | 0.007137 | 0.008566 | 0.009604 | 0.010462 | 0.011332
-0.049472 | -0.044421 | -0.039899 | -0.03718 | -0.03481 | -0.032367 | -0.030165 | -0.028092 | -0.02616 | -0.024703 | -0.023014 | -0.021347 | -0.019397 | -0.017868 | -0.016127 | -0.014375 | -0.012822 | -0.011326 | -0.010035 | -0.00881 | -0.007689 | -0.006721 | -0.005344 | -0.003594 | -0.001855 | 0 | 0.001401 | 0.002848 | 0.004124 | 0.005431 | 0.006792 | 0.008197 | 0.009301 | 0.010162 | 0.010966
-0.047767 | -0.042863 | -0.038553 | -0.035933 | -0.033673 | -0.031245 | -0.029158 | -0.027158 | -0.025313 | -0.023751 | -0.022168 | -0.020586 | -0.01865 | -0.017174 | -0.015464 | -0.013837 | -0.012213 | -0.01083 | -0.009539 | -0.008448 | -0.007288 | -0.006365 | -0.005084 | -0.003416 | -0.001784 | 0 | 0.001394 | 0.002772 | 0.004005 | 0.005307 | 0.006637 | 0.007974 | 0.009008 | 0.009898 | 0.010605
-0.046553 | -0.041735 | -0.037543 | -0.034972 | -0.032816 | -0.030456 | -0.028389 | -0.026412 | -0.024554 | -0.023128 | -0.021546 | -0.019923 | -0.018028 | -0.016567 | -0.014875 | -0.013335 | -0.011786 | -0.010418 | -0.00921 | -0.008115 | -0.007028 | -0.006095 | -0.004877 | -0.003294 | -0.001715 | 0 | 0.001306 | 0.002764 | 0.003904 | 0.005172 | 0.006422 | 0.007795 | 0.008762 | 0.009482 | 0.010327
-0.045213 | -0.040552 | -0.036542 | -0.034098 | -0.031969 | -0.029633 | -0.027651 | -0.025689 | -0.023882 | -0.022438 | -0.020896 | -0.019356 | -0.017468 | -0.016079 | -0.014531 | -0.012972 | -0.011496 | -0.010174 | -0.008974 | -0.007921 | -0.006799 | -0.005973 | -0.00472 | -0.003189 | -0.001673 | 0 | 0.001276 | 0.002624 | 0.003761 | 0.004976 | 0.006277 | 0.007577 | 0.008558 | 0.009292 | 0.010075
-0.044325 | -0.039785 | -0.035889 | -0.033509 | -0.031448 | -0.029129 | -0.027126 | -0.02519 | -0.023437 | -0.021993 | -0.020507 | -0.018974 | -0.017232 | -0.015849 | -0.014295 | -0.012879 | -0.01142 | -0.010119 | -0.008851 | -0.007871 | -0.006754 | -0.005885 | -0.004669 | -0.003142 | -0.001629 | 0 | 0.001254 | 0.002567 | 0.003758 | 0.004903 | 0.006131 | 0.00743 | 0.008448 | 0.009116 | 0.009878
-0.043564 | -0.03908 | -0.035278 | -0.032964 | -0.030905 | -0.028655 | -0.026652 | -0.024741 | -0.023068 | -0.021606 | -0.02016 | -0.01862 | -0.016908 | -0.015617 | -0.014109 | -0.012682 | -0.011291 | -0.009988 | -0.00886 | -0.007802 | -0.006743 | -0.005859 | -0.004653 | -0.00311 | -0.001615 | 0 | 0.001241 | 0.00256 | 0.00369 | 0.004839 | 0.006042 | 0.007284 | 0.008301 | 0.008957 | 0.009653
-0.042344 | -0.038024 | -0.034347 | -0.032135 | -0.030134 | -0.027915 | -0.026007 | -0.024114 | -0.022401 | -0.021094 | -0.019673 | -0.018153 | -0.016549 | -0.015262 | -0.013856 | -0.012481 | -0.011171 | -0.009939 | -0.008729 | -0.007706 | -0.006696 | -0.00583 | -0.004631 | -0.003112 | -0.001664 | 0 | 0.001209 | 0.002481 | 0.003628 | 0.004715 | 0.00596 | 0.007147 | 0.008117 | 0.008851 | 0.009564
-0.0412 | -0.037015 | -0.033518 | -0.031399 | -0.029445 | -0.027303 | -0.025385 | -0.023576 | -0.021898 | -0.020589 | -0.019171 | -0.01777 | -0.016143 | -0.014921 | -0.013508 | -0.012314 | -0.010982 | -0.009748 | -0.00865 | -0.007641 | -0.006625 | -0.005774 | -0.004577 | -0.003092 | -0.001595 | 0 | 0.001216 | 0.002519 | 0.003622 | 0.004773 | 0.005926 | 0.0071 | 0.008106 | 0.008763 | 0.009443
-0.039905 | -0.035815 | -0.032455 | -0.03039 | -0.028499 | -0.026434 | -0.024599 | -0.022877 | -0.021221 | -0.019898 | -0.018543 | -0.017174 | -0.015609 | -0.014475 | -0.013139 | -0.0119 | -0.01066 | -0.009535 | -0.008465 | -0.007498 | -0.006522 | -0.005697 | -0.004532 | -0.003085 | -0.00162 | 0 | 0.001186 | 0.002455 | 0.003502 | 0.004629 | 0.005822 | 0.007056 | 0.007976 | 0.008665 | 0.009371
-0.038119 | -0.034221 | -0.031027 | -0.029113 | -0.027338 | -0.025375 | -0.023548 | -0.021835 | -0.020319 | -0.019024 | -0.017705 | -0.016411 | -0.014886 | -0.01383 | -0.012536 | -0.011364 | -0.010165 | -0.0091 | -0.008072 | -0.00718 | -0.006214 | -0.005481 | -0.004401 | -0.00303 | -0.001589 | 0 | 0.001156 | 0.00245 | 0.003498 | 0.004642 | 0.005881 | 0.007071 | 0.007964 | 0.008685 | 0.009384
-0.036415 | -0.032662 | -0.029671 | -0.027881 | -0.02617 | -0.024256 | -0.022595 | -0.020916 | -0.019396 | -0.018249 | -0.016901 | -0.015649 | -0.014204 | -0.013133 | -0.011935 | -0.010769 | -0.009627 | -0.0086 | -0.007662 | -0.006777 | -0.005941 | -0.005201 | -0.004245 | -0.002931 | -0.001543 | 0 | 0.0012 | 0.00246 | 0.003524 | 0.004623 | 0.005858 | 0.007026 | 0.007958 | 0.008694 | 0.00936
-0.034723 | -0.031089 | -0.028294 | -0.026615 | -0.025011 | -0.023188 | -0.021573 | -0.019969 | -0.018492 | -0.017321 | -0.016061 | -0.014849 | -0.013481 | -0.012386 | -0.011203 | -0.010124 | -0.009032 | -0.008039 | -0.007166 | -0.00638 | -0.005569 | -0.004917 | -0.004048 | -0.002842 | -0.001476 | 0 | 0.001173 | 0.002386 | 0.003487 | 0.004558 | 0.00579 | 0.006988 | 0.007917 | 0.008678 | 0.009366
-0.033278 | -0.029798 | -0.027102 | -0.025495 | -0.023949 | -0.022204 | -0.020643 | -0.019057 | -0.017667 | -0.016498 | -0.0153 | -0.014119 | -0.012769 | -0.011754 | -0.010536 | -0.009512 | -0.008416 | -0.007522 | -0.00665 | -0.005951 | -0.005219 | -0.004611 | -0.003836 | -0.002764 | -0.001475 | 0 | 0.001126 | 0.002308 | 0.003419 | 0.004526 | 0.005802 | 0.006944 | 0.00791 | 0.008632 | 0.00935
-0.032233 | -0.028747 | -0.02611 | -0.024551 | -0.023056 | -0.021353 | -0.019829 | -0.018283 | -0.016907 | -0.0158 | -0.014565 | -0.013404 | -0.012075 | -0.011056 | -0.009912 | -0.00892 | -0.00785 | -0.006976 | -0.006149 | -0.005464 | -0.004799 | -0.004247 | -0.003608 | -0.002629 | -0.001416 | 0 | 0.001062 | 0.002262 | 0.003358 | 0.004444 | 0.005676 | 0.006878 | 0.007863 | 0.008568 | 0.009289
-0.030674 | -0.027291 | -0.024771 | -0.023284 | -0.021832 | -0.020199 | -0.018721 | -0.017231 | -0.015896 | -0.014776 | -0.013601 | -0.012477 | -0.011204 | -0.010235 | -0.009078 | -0.008075 | -0.007108 | -0.006257 | -0.005515 | -0.004894 | -0.004282 | -0.003815 | -0.003281 | -0.002433 | -0.001339 | 0 | 0.001068 | 0.002262 | 0.00334 | 0.004425 | 0.005685 | 0.006889 | 0.007843 | 0.008614 | 0.009344
-0.029434 | -0.026073 | -0.023614 | -0.022158 | -0.020741 | -0.019144 | -0.017716 | -0.016265 | -0.014981 | -0.013923 | -0.012748 | -0.01166 | -0.010399 | -0.009402 | -0.008292 | -0.007331 | -0.006391 | -0.005573 | -0.004909 | -0.004319 | -0.0038 | -0.003459 | -0.002999 | -0.002286 | -0.001263 | 0 | 0.001035 | 0.002207 | 0.003271 | 0.004359 | 0.005598 | 0.006804 | 0.007775 | 0.008558 | 0.009242
-0.028415 | -0.025066 | -0.022588 | -0.02115 | -0.019758 | -0.018157 | -0.016764 | -0.015357 | -0.014059 | -0.013029 | -0.011873 | -0.010783 | -0.009532 | -0.008549 | -0.007484 | -0.006549 | -0.005629 | -0.004906 | -0.004283 | -0.0038 | -0.003309 | -0.002992 | -0.00269 | -0.002103 | -0.001192 | 0 | 0.000966 | 0.002117 | 0.00318 | 0.004234 | 0.005482 | 0.006689 | 0.007603 | 0.00841 | 0.009142
-0.027196 | -0.023831 | -0.021312 | -0.019846 | -0.018466 | -0.016887 | -0.015512 | -0.01408 | -0.012883 | -0.011862 | -0.010723 | -0.009675 | -0.008459 | -0.007524 | -0.006487 | -0.005554 | -0.004691 | -0.004052 | -0.00352 | -0.003124 | -0.002678 | -0.002475 | -0.002314 | -0.001919 | -0.001118 | 0 | 0.000963 | 0.002052 | 0.003103 | 0.004173 | 0.005411 | 0.006612 | 0.007614 | 0.008371 | 0.009093
-0.03133 | -0.028139 | -0.02553 | -0.023959 | -0.022405 | -0.020656 | -0.019144 | -0.017704 | -0.016405 | -0.015357 | -0.014197 | -0.013049 | -0.011716 | -0.010721 | -0.009588 | -0.00855 | -0.007612 | -0.00674 | -0.006009 | -0.005416 | -0.004808 | -0.004363 | -0.003718 | -0.002707 | -0.001446 | 0 | 0.001088 | 0.002177 | 0.003125 | 0.004107 | 0.005166 | 0.006261 | 0.007133 | 0.007808 | 0.008517
-0.030429 | -0.027322 | -0.024812 | -0.0233 | -0.021797 | -0.020127 | -0.018635 | -0.017233 | -0.015981 | -0.014951 | -0.013807 | -0.012693 | -0.011379 | -0.010389 | -0.00928 | -0.008302 | -0.007385 | -0.006535 | -0.005858 | -0.005236 | -0.004681 | -0.004239 | -0.003589 | -0.002615 | -0.001423 | 0 | 0.001062 | 0.002107 | 0.003078 | 0.004026 | 0.005083 | 0.006115 | 0.00701 | 0.007659 | 0.008391
-0.029534 | -0.026522 | -0.024105 | -0.022638 | -0.0212 | -0.019565 | -0.018125 | -0.016755 | -0.015509 | -0.014561 | -0.013403 | -0.012284 | -0.011057 | -0.010071 | -0.00901 | -0.008027 | -0.007136 | -0.006293 | -0.00563 | -0.005074 | -0.00449 | -0.004048 | -0.00346 | -0.002559 | -0.001369 | 0 | 0.001015 | 0.002065 | 0.003001 | 0.003955 | 0.00501 | 0.006063 | 0.006931 | 0.007606 | 0.008333
-0.028822 | -0.025852 | -0.023495 | -0.022049 | -0.020651 | -0.019052 | -0.017659 | -0.01631 | -0.01513 | -0.014161 | -0.013075 | -0.011968 | -0.01072 | -0.00977 | -0.008716 | -0.007732 | -0.006873 | -0.006069 | -0.005365 | -0.004827 | -0.004284 | -0.00389 | -0.003296 | -0.002445 | -0.001331 | 0 | 0.001003 | 0.002047 | 0.002977 | 0.003897 | 0.004957 | 0.006037 | 0.006893 | 0.007547 | 0.008287
-0.027856 | -0.025037 | -0.022832 | -0.02147 | -0.020113 | -0.018563 | -0.017189 | -0.015877 | -0.014744 | -0.013776 | -0.012698 | -0.011609 | -0.010382 | -0.009462 | -0.008442 | -0.007485 | -0.006612 | -0.00582 | -0.00517 | -0.004643 | -0.004127 | -0.003734 | -0.003188 | -0.002383 | -0.001317 | 0 | 0.000968 | 0.001958 | 0.002881 | 0.003857 | 0.0049 | 0.005972 | 0.006868 | 0.007513 | 0.008206
-0.026822 | -0.024043 | -0.021887 | -0.020627 | -0.019301 | -0.017826 | -0.01651 | -0.015265 | -0.014169 | -0.013217 | -0.01216 | -0.011105 | -0.009959 | -0.009021 | -0.008043 | -0.007103 | -0.006281 | -0.00553 | -0.004903 | -0.004394 | -0.003898 | -0.003549 | -0.003051 | -0.00232 | -0.001277 | 0 | 0.000957 | 0.001963 | 0.002911 | 0.00385 | 0.00488 | 0.005986 | 0.006854 | 0.007525 | 0.008252
-0.026146 | -0.023483 | -0.021391 | -0.020117 | -0.018855 | -0.017359 | -0.016055 | -0.01484 | -0.013715 | -0.01281 | -0.011792 | -0.010767 | -0.009608 | -0.008734 | -0.007718 | -0.006815 | -0.006009 | -0.005279 | -0.004675 | -0.004207 | -0.003745 | -0.003385 | -0.002946 | -0.002251 | -0.001252 | 0 | 0.000937 | 0.001933 | 0.002862 | 0.003795 | 0.004864 | 0.005946 | 0.006831 | 0.00746 | 0.00823
-0.025366 | -0.022736 | -0.02073 | -0.019549 | -0.018318 | -0.016904 | -0.015627 | -0.014466 | -0.01337 | -0.012478 | -0.011452 | -0.010454 | -0.009304 | -0.008462 | -0.007512 | -0.006641 | -0.00587 | -0.005189 | -0.004618 | -0.004164 | -0.003692 | -0.003336 | -0.002904 | -0.002232 | -0.001224 | 0 | 0.000928 | 0.001913 | 0.002853 | 0.003809 | 0.004838 | 0.005898 | 0.006744 | 0.007396 | 0.008135
-0.024807 | -0.022138 | -0.020125 | -0.018963 | -0.017766 | -0.016381 | -0.015149 | -0.014008 | -0.0129 | -0.012022 | -0.011059 | -0.010109 | -0.009032 | -0.008187 | -0.007261 | -0.006409 | -0.005666 | -0.005027 | -0.004474 | -0.004021 | -0.003622 | -0.003261 | -0.002895 | -0.002222 | -0.00121 | 0 | 0.000921 | 0.00189 | 0.002807 | 0.003763 | 0.004799 | 0.00586 | 0.006696 | 0.007357 | 0.008117
-0.024508 | -0.021849 | -0.019852 | -0.018662 | -0.01747 | -0.016094 | -0.014878 | -0.013735 | -0.012675 | -0.01185 | -0.010869 | -0.009912 | -0.008832 | -0.008019 | -0.007144 | -0.006297 | -0.005601 | -0.004976 | -0.004449 | -0.004024 | -0.003593 | -0.003261 | -0.002849 | -0.002195 | -0.001195 | 0 | 0.000941 | 0.001911 | 0.002838 | 0.003731 | 0.00476 | 0.005814 | 0.006642 | 0.007298 | 0.00806
-0.024444 | -0.021713 | -0.019718 | -0.018599 | -0.017428 | -0.016078 | -0.014868 | -0.013698 | -0.012608 | -0.011759 | -0.01079 | -0.009879 | -0.008825 | -0.008031 | -0.007149 | -0.006385 | -0.005675 | -0.005026 | -0.004514 | -0.004116 | -0.00368 | -0.003354 | -0.002897 | -0.002237 | -0.001203 | 0 | 0.000924 | 0.001905 | 0.002764 | 0.003689 | 0.004686 | 0.005769 | 0.006564 | 0.007212 | 0.00793
-0.024787 | -0.021978 | -0.019907 | -0.018786 | -0.017633 | -0.016326 | -0.015139 | -0.013973 | -0.01284 | -0.012001 | -0.011054 | -0.0101 | -0.009063 | -0.008277 | -0.0074 | -0.006591 | -0.005893 | -0.005244 | -0.004712 | -0.004259 | -0.003831 | -0.003472 | -0.003017 | -0.002283 | -0.001225 | 0 | 0.000914 | 0.001867 | 0.002718 | 0.003604 | 0.004609 | 0.005653 | 0.006409 | 0.007063 | 0.007713
-0.025133 | -0.022282 | -0.020156 | -0.018965 | -0.017806 | -0.016435 | -0.015216 | -0.014068 | -0.012989 | -0.012142 | -0.011152 | -0.010242 | -0.009161 | -0.008354 | -0.007479 | -0.006667 | -0.005953 | -0.005317 | -0.004771 | -0.004308 | -0.003844 | -0.0035 | -0.002996 | -0.002253 | -0.001245 | 0 | 0.000895 | 0.001821 | 0.002675 | 0.003551 | 0.004527 | 0.00549 | 0.006258 | 0.006883 | 0.007601
-0.025249 | -0.022367 | -0.020125 | -0.018944 | -0.017805 | -0.016483 | -0.015337 | -0.014171 | -0.013139 | -0.012279 | -0.011331 | -0.010407 | -0.009346 | -0.008534 | -0.007658 | -0.006836 | -0.006073 | -0.005433 | -0.004878 | -0.004393 | -0.003936 | -0.003571 | -0.003047 | -0.002287 | -0.001227 | 0 | 0.00087 | 0.001786 | 0.002609 | 0.003473 | 0.004432 | 0.005403 | 0.006162 | 0.006747 | 0.007428
-0.025206 | -0.022402 | -0.020281 | -0.019089 | -0.017939 | -0.016658 | -0.015511 | -0.014363 | -0.013308 | -0.012457 | -0.011514 | -0.010596 | -0.009511 | -0.008708 | -0.007798 | -0.00694 | -0.006172 | -0.005509 | -0.00492 | -0.004413 | -0.003923 | -0.003553 | -0.003026 | -0.002261 | -0.001212 | 0 | 0.000856 | 0.001746 | 0.002566 | 0.003399 | 0.004307 | 0.005277 | 0.005982 | 0.006544 | 0.007184
-0.025011 | -0.022323 | -0.020235 | -0.019044 | -0.017905 | -0.016609 | -0.015484 | -0.014326 | -0.013266 | -0.012469 | -0.0115 | -0.010566 | -0.009513 | -0.00872 | -0.007801 | -0.006985 | -0.006177 | -0.005482 | -0.004911 | -0.00441 | -0.003896 | -0.003524 | -0.002967 | -0.002203 | -0.001204 | 0 | 0.000823 | 0.001729 | 0.002513 | 0.003327 | 0.004254 | 0.005153 | 0.005884 | 0.006408 | 0.007048
-0.024552 | -0.021988 | -0.020036 | -0.018904 | -0.017785 | -0.016535 | -0.015395 | -0.01427 | -0.013216 | -0.012437 | -0.011503 | -0.010613 | -0.00954 | -0.008767 | -0.007809 | -0.006992 | -0.006143 | -0.005469 | -0.004842 | -0.004363 | -0.003819 | -0.003452 | -0.002944 | -0.00217 | -0.001155 | 0 | 0.000843 | 0.001711 | 0.002494 | 0.00329 | 0.004185 | 0.005061 | 0.005749 | 0.00627 | 0.006934
-0.024173 | -0.02167 | -0.019826 | -0.018739 | -0.017656 | -0.016411 | -0.015336 | -0.014245 | -0.013222 | -0.012404 | -0.011494 | -0.010621 | -0.009588 | -0.008772 | -0.007834 | -0.006991 | -0.006133 | -0.005442 | -0.004838 | -0.00433 | -0.003841 | -0.003417 | -0.002909 | -0.002134 | -0.001148 | 0 | 0.000818 | 0.001678 | 0.002437 | 0.0032 | 0.004087 | 0.004964 | 0.005621 | 0.006156 | 0.006706
-0.023851 | -0.021397 | -0.019616 | -0.018584 | -0.017522 | -0.016284 | -0.015215 | -0.014124 | -0.013149 | -0.012325 | -0.01146 | -0.010579 | -0.009551 | -0.00876 | -0.007858 | -0.007019 | -0.006181 | -0.005448 | -0.004858 | -0.004334 | -0.003828 | -0.003417 | -0.002875 | -0.002113 | -0.001139 | 0 | 0.000823 | 0.001639 | 0.002396 | 0.003179 | 0.004005 | 0.004866 | 0.005495 | 0.006025 | 0.00659
-0.023372 | -0.020959 | -0.019269 | -0.018279 | -0.017242 | -0.016045 | -0.015035 | -0.01393 | -0.012949 | -0.012182 | -0.011351 | -0.010477 | -0.009477 | -0.008695 | -0.007774 | -0.006928 | -0.006116 | -0.005409 | -0.004815 | -0.004261 | -0.003785 | -0.00339 | -0.002869 | -0.00211 | -0.001133 | 0 | 0.000798 | 0.001631 | 0.002352 | 0.003104 | 0.003936 | 0.00477 | 0.005423 | 0.005902 | 0.006428
-0.022958 | -0.020529 | -0.018866 | -0.017902 | -0.016947 | -0.01578 | -0.014747 | -0.013693 | -0.012763 | -0.011986 | -0.011127 | -0.010348 | -0.009275 | -0.008532 | -0.007658 | -0.006827 | -0.006024 | -0.005354 | -0.004754 | -0.004272 | -0.003757 | -0.003363 | -0.002845 | -0.002114 | -0.001116 | 0 | 0.000785 | 0.001592 | 0.002298 | 0.003015 | 0.003865 | 0.00465 | 0.005299 | 0.005756 | 0.006287
-0.022542 | -0.020115 | -0.018478 | -0.017523 | -0.016573 | -0.015393 | -0.014425 | -0.013361 | -0.012411 | -0.011693 | -0.010826 | -0.010057 | -0.009075 | -0.008344 | -0.007467 | -0.00667 | -0.005904 | -0.005234 | -0.004658 | -0.004227 | -0.003709 | -0.003346 | -0.002829 | -0.002093 | -0.00111 | 0 | 0.000748 | 0.001573 | 0.002281 | 0.003015 | 0.003794 | 0.004572 | 0.005182 | 0.005695 | 0.006196
-0.022307 | -0.019854 | -0.018203 | -0.017291 | -0.016315 | -0.01517 | -0.01419 | -0.013159 | -0.012239 | -0.011541 | -0.010698 | -0.009916 | -0.008912 | -0.008196 | -0.007316 | -0.006548 | -0.005822 | -0.005169 | -0.004592 | -0.004169 | -0.00369 | -0.003322 | -0.002806 | -0.002086 | -0.001127 | 0 | 0.000751 | 0.001548 | 0.00224 | 0.002968 | 0.003737 | 0.004505 | 0.00517 | 0.005556 | 0.006051
-0.022059 | -0.019583 | -0.017916 | -0.016973 | -0.016042 | -0.014882 | -0.01394 | -0.012875 | -0.011925 | -0.01124 | -0.010405 | -0.009657 | -0.008694 | -0.007965 | -0.007122 | -0.006399 | -0.005657 | -0.005045 | -0.004494 | -0.004116 | -0.003624 | -0.00326 | -0.002751 | -0.002052 | -0.001098 | 0 | 0.000731 | 0.001558 | 0.002229 | 0.002961 | 0.003711 | 0.00447 | 0.005104 | 0.005498 | 0.006003
-0.021574 | -0.01914 | -0.017506 | -0.016604 | -0.015678 | -0.014544 | -0.013601 | -0.012575 | -0.011594 | -0.010925 | -0.010129 | -0.009394 | -0.008443 | -0.007746 | -0.006929 | -0.006177 | -0.005489 | -0.004938 | -0.004353 | -0.003963 | -0.003503 | -0.003197 | -0.002718 | -0.002021 | -0.001114 | 0 | 0.00075 | 0.00154 | 0.002247 | 0.002927 | 0.003684 | 0.004451 | 0.005045 | 0.005467 | 0.005909
-0.021221 | -0.018796 | -0.017181 | -0.016278 | -0.015387 | -0.014222 | -0.013355 | -0.012325 | -0.011395 | -0.010752 | -0.0099 | -0.009193 | -0.008205 | -0.007538 | -0.006794 | -0.006092 | -0.005318 | -0.004806 | -0.004272 | -0.003903 | -0.003472 | -0.003118 | -0.002654 | -0.002006 | -0.00109 | 0 | 0.000758 | 0.001508 | 0.002162 | 0.00288 | 0.003635 | 0.004381 | 0.004982 | 0.005409 | 0.00585
-0.02076 | -0.018409 | -0.016892 | -0.016016 | -0.015139 | -0.014002 | -0.013124 | -0.012137 | -0.011215 | -0.010545 | -0.009728 | -0.009038 | -0.008066 | -0.007447 | -0.006659 | -0.005934 | -0.005206 | -0.004738 | -0.004191 | -0.003841 | -0.003442 | -0.003079 | -0.002633 | -0.001982 | -0.001048 | 0 | 0.000725 | 0.001489 | 0.002169 | 0.002837 | 0.003627 | 0.004374 | 0.004984 | 0.00542 | 0.005794
-0.020403 | -0.01813 | -0.016673 | -0.015814 | -0.014967 | -0.013869 | -0.012994 | -0.011984 | -0.011091 | -0.010478 | -0.009622 | -0.008953 | -0.007984 | -0.007393 | -0.00659 | -0.005835 | -0.005166 | -0.004694 | -0.004177 | -0.003819 | -0.003372 | -0.003063 | -0.002614 | -0.001968 | -0.001085 | 0 | 0.000734 | 0.001523 | 0.002141 | 0.002865 | 0.003625 | 0.004396 | 0.004987 | 0.005436 | 0.005767
-0.020242 | -0.018013 | -0.016576 | -0.015761 | -0.014913 | -0.013815 | -0.012936 | -0.011964 | -0.011055 | -0.010441 | -0.009557 | -0.00892 | -0.007933 | -0.007373 | -0.006546 | -0.005844 | -0.005157 | -0.004594 | -0.004158 | -0.003839 | -0.003287 | -0.00303 | -0.002585 | -0.001885 | -0.001024 | 0 | 0.000746 | 0.001551 | 0.002159 | 0.002871 | 0.003659 | 0.004411 | 0.005008 | 0.005368 | 0.005808
-0.01992 | -0.017763 | -0.016425 | -0.015587 | -0.014789 | -0.013682 | -0.012839 | -0.01192 | -0.010996 | -0.010356 | -0.00948 | -0.008854 | -0.007867 | -0.007358 | -0.006566 | -0.005794 | -0.005145 | -0.004615 | -0.004135 | -0.003764 | -0.003291 | -0.003041 | -0.002566 | -0.001939 | -0.00106 | 0 | 0.000673 | 0.001479 | 0.002127 | 0.002824 | 0.003618 | 0.004394 | 0.004939 | 0.005431 | 0.005795
-0.019712 | -0.017602 | -0.016319 | -0.015552 | -0.014732 | -0.013622 | -0.012816 | -0.011872 | -0.010989 | -0.01036 | -0.00947 | -0.008869 | -0.007831 | -0.007307 | -0.006493 | -0.005747 | -0.0051 | -0.004564 | -0.004104 | -0.003768 | -0.00327 | -0.002972 | -0.002553 | -0.0019 | -0.001066 | 0 | 0.000698 | 0.001524 | 0.002141 | 0.002855 | 0.003631 | 0.004369 | 0.004965 | 0.005417 | 0.005812
-0.019488 | -0.017412 | -0.016133 | -0.015387 | -0.014607 | -0.013499 | -0.012652 | -0.011783 | -0.010889 | -0.010223 | -0.009383 | -0.008739 | -0.007751 | -0.007267 | -0.006457 | -0.005679 | -0.005031 | -0.004499 | -0.004007 | -0.003669 | -0.003241 | -0.002918 | -0.002473 | -0.001871 | -0.001037 | 0 | 0.000698 | 0.001453 | 0.00214 | 0.002841 | 0.00361 | 0.004358 | 0.00493 | 0.005375 | 0.005739
-0.019383 | -0.017348 | -0.016137 | -0.01541 | -0.014595 | -0.013413 | -0.012712 | -0.0118 | -0.010889 | -0.010253 | -0.009398 | -0.0088 | -0.00778 | -0.007253 | -0.00641 | -0.005531 | -0.004967 | -0.004492 | -0.003989 | -0.003661 | -0.003181 | -0.002867 | -0.002459 | -0.001856 | -0.00104 | 0 | 0.000637 | 0.001476 | 0.002123 | 0.002839 | 0.003632 | 0.004386 | 0.004949 | 0.005428 | 0.005696
-0.019337 | -0.017311 | -0.016128 | -0.015365 | -0.014533 | -0.013447 | -0.012669 | -0.011773 | -0.010835 | -0.010251 | -0.009297 | -0.008845 | -0.007779 | -0.007186 | -0.006474 | -0.005572 | -0.004968 | -0.004442 | -0.003942 | -0.003694 | -0.003107 | -0.002853 | -0.002421 | -0.00177 | -0.001025 | 0 | 0.000651 | 0.00146 | 0.002101 | 0.002743 | 0.003531 | 0.004267 | 0.004935 | 0.005381 | 0.005659
-0.019161 | -0.017174 | -0.015994 | -0.015165 | -0.014373 | -0.013217 | -0.012497 | -0.011684 | -0.010741 | -0.010174 | -0.009143 | -0.008683 | -0.007646 | -0.007121 | -0.006268 | -0.005383 | -0.004716 | -0.004314 | -0.00378 | -0.003534 | -0.002936 | -0.002766 | -0.002302 | -0.001748 | -0.000958 | 0 | 0.000654 | 0.00147 | 0.002057 | 0.002757 | 0.003534 | 0.004325 | 0.004842 | 0.005293 | 0.005543
-0.019161 | -0.01711 | -0.015912 | -0.015097 | -0.014258 | -0.013097 | -0.01237 | -0.011426 | -0.010527 | -0.009988 | -0.008926 | -0.008476 | -0.007466 | -0.006962 | -0.006203 | -0.0053 | -0.004614 | -0.004165 | -0.003675 | -0.00338 | -0.002903 | -0.002588 | -0.002227 | -0.001618 | -0.000875 | 0 | 0.00068 | 0.001497 | 0.002134 | 0.002733 | 0.0035 | 0.004321 | 0.004873 | 0.005274 | 0.005435
-0.019176 | -0.017062 | -0.015848 | -0.015024 | -0.014186 | -0.013004 | -0.012271 | -0.011394 | -0.010394 | -0.010005 | -0.008861 | -0.008549 | -0.007353 | -0.006954 | -0.006073 | -0.005281 | -0.004568 | -0.004213 | -0.003546 | -0.00337 | -0.002826 | -0.002548 | -0.002226 | -0.001728 | -0.000992 | 0 | 0.000588 | 0.00144 | 0.001915 | 0.002634 | 0.003333 | 0.004023 | 0.004629 | 0.005046 | 0.005294
-0.019442 | -0.017208 | -0.015889 | -0.014984 | -0.014151 | -0.012827 | -0.0122 | -0.011203 | -0.010232 | -0.009875 | -0.008715 | -0.008366 | -0.00711 | -0.006997 | -0.005971 | -0.005038 | -0.004391 | -0.003957 | -0.00351 | -0.003342 | -0.002699 | -0.002457 | -0.002125 | -0.001652 | -0.000996 | 0 | 0.000469 | 0.001349 | 0.001829 | 0.002454 | 0.003305 | 0.004001 | 0.004551 | 0.004838 | 0.005094
-0.019481 | -0.017121 | -0.015704 | -0.014796 | -0.013848 | -0.012531 | -0.011889 | -0.01098 | -0.010032 | -0.009417 | -0.008432 | -0.008149 | -0.006868 | -0.006522 | -0.005619 | -0.004796 | -0.004161 | -0.003686 | -0.003236 | -0.003099 | -0.002591 | -0.002277 | -0.002034 | -0.001509 | -0.00096 | 0 | 0.000508 | 0.001397 | 0.001868 | 0.002482 | 0.003177 | 0.003974 | 0.004483 | 0.004925 | 0.005008

## ACS124_CC_tcarray
0.007905 | 0.010098 | 0.011493 | 0.012337 | 0.011203 | 0.012914 | 0.01306 | 0.011289 | 0.009932 | 0.010455 | 0.011098 | 0.010221 | 0.009336 | 0.009715 | 0.006487 | 0.007598 | 0.005405 | 0.005255 | 0.003945 | 0.002537 | 0.002476 | 0.00348 | 0.002355 | 0.00211 | 0.001326 | 0 | 0.000192 | -0.001224 | -0.001672 | -0.003128 | -0.002865 | -0.003485 | -0.005058 | -0.004401 | -0.007916
0.008547 | 0.011029 | 0.012142 | 0.012372 | 0.0124 | 0.012208 | 0.011633 | 0.011207 | 0.011015 | 0.012424 | 0.010778 | 0.009755 | 0.008935 | 0.008229 | 0.006328 | 0.007492 | 0.0063 | 0.004824 | 0.003516 | 0.002972 | 0.002573 | 0.002307 | 0.00197 | 0.001353 | 0.001024 | 0 | -0.000495 | -0.001068 | -0.001915 | -0.002249 | -0.002488 | -0.003108 | -0.004582 | -0.005556 | -0.007276
0.005691 | 0.009475 | 0.011095 | 0.012688 | 0.011607 | 0.011832 | 0.011422 | 0.010434 | 0.010907 | 0.010792 | 0.010741 | 0.009516 | 0.008555 | 0.008693 | 0.007317 | 0.007846 | 0.005972 | 0.005587 | 0.004455 | 0.003666 | 0.002703 | 0.001853 | 0.001778 | 0.001272 | 0.000588 | 0 | -0.000288 | -0.000424 | -0.002731 | -0.002082 | -0.003056 | -0.003526 | -0.004339 | -0.005733 | -0.007958
0.004923 | 0.007623 | 0.010141 | 0.01082 | 0.010944 | 0.012083 | 0.011939 | 0.011562 | 0.010725 | 0.011776 | 0.011266 | 0.010667 | 0.009545 | 0.008959 | 0.007085 | 0.007152 | 0.006324 | 0.005777 | 0.004257 | 0.003742 | 0.002995 | 0.002525 | 0.002189 | 0.001042 | 0.000641 | 0 | -0.000764 | -0.001367 | -0.002039 | -0.002869 | -0.002991 | -0.004873 | -0.004959 | -0.004905 | -0.007852
0.006005 | 0.008191 | 0.010356 | 0.011292 | 0.011251 | 0.011323 | 0.011533 | 0.010783 | 0.011213 | 0.010717 | 0.010635 | 0.009176 | 0.008966 | 0.009182 | 0.007554 | 0.007612 | 0.006276 | 0.005471 | 0.00545 | 0.003842 | 0.004111 | 0.003824 | 0.002439 | 0.001735 | 0.001221 | 0 | -0.000183 | -0.000418 | -0.001102 | -0.002009 | -0.002376 | -0.002918 | -0.004435 | -0.005223 | -0.007197
0.006167 | 0.007975 | 0.009018 | 0.010188 | 0.010386 | 0.010641 | 0.010539 | 0.01092 | 0.009714 | 0.010321 | 0.010272 | 0.009694 | 0.009508 | 0.009004 | 0.007177 | 0.007747 | 0.00638 | 0.005717 | 0.0048 | 0.003552 | 0.003047 | 0.003092 | 0.002704 | 0.001991 | 0.000945 | 0 | -0.000339 | -0.001034 | -0.002096 | -0.00215 | -0.003355 | -0.003777 | -0.003703 | -0.005202 | -0.007185
0.009733 | 0.009997 | 0.010938 | 0.011499 | 0.011514 | 0.011712 | 0.011913 | 0.011192 | 0.011521 | 0.011086 | 0.010612 | 0.010052 | 0.009101 | 0.008314 | 0.007543 | 0.007655 | 0.006937 | 0.005621 | 0.004977 | 0.004321 | 0.003838 | 0.003307 | 0.002668 | 0.001809 | 0.000906 | 0 | -0.000508 | -0.000976 | -0.00145 | -0.002263 | -0.003137 | -0.003489 | -0.004632 | -0.005071 | -0.00697
0.009852 | 0.010389 | 0.010642 | 0.010924 | 0.010921 | 0.010964 | 0.010529 | 0.010106 | 0.009948 | 0.009961 | 0.009778 | 0.008388 | 0.008448 | 0.008372 | 0.007158 | 0.007152 | 0.006161 | 0.005589 | 0.00458 | 0.004069 | 0.003303 | 0.003193 | 0.002488 | 0.001447 | 0.000966 | 0 | -0.000558 | -0.001385 | -0.002336 | -0.002465 | -0.002869 | -0.003755 | -0.004551 | -0.005534 | -0.006998
0.010843 | 0.011565 | 0.011726 | 0.012151 | 0.011373 | 0.011601 | 0.011788 | 0.010983 | 0.010153 | 0.010553 | 0.010545 | 0.010012 | 0.009326 | 0.008764 | 0.00718 | 0.007333 | 0.006244 | 0.005721 | 0.004905 | 0.003831 | 0.003325 | 0.003354 | 0.00278 | 0.001814 | 0.000619 | 0 | -0.000681 | -0.001189 | -0.002326 | -0.002601 | -0.003334 | -0.004107 | -0.004952 | -0.00521 | -0.007064
0.012302 | 0.01276 | 0.013125 | 0.013074 | 0.012372 | 0.012496 | 0.011935 | 0.011612 | 0.011171 | 0.011035 | 0.01045 | 0.00954 | 0.009019 | 0.008576 | 0.007496 | 0.007687 | 0.006531 | 0.005999 | 0.005301 | 0.004209 | 0.003722 | 0.003298 | 0.002449 | 0.00143 | 0.000861 | 0 | -0.000598 | -0.001006 | -0.001723 | -0.002234 | -0.003024 | -0.003713 | -0.004544 | -0.005324 | -0.006512
0.012254 | 0.013094 | 0.013151 | 0.012964 | 0.012696 | 0.012119 | 0.011825 | 0.011268 | 0.010711 | 0.010608 | 0.010074 | 0.009761 | 0.009217 | 0.008852 | 0.007826 | 0.007702 | 0.006529 | 0.005776 | 0.005181 | 0.004385 | 0.003996 | 0.003438 | 0.002656 | 0.001719 | 0.000806 | 0 | -0.000609 | -0.001115 | -0.002042 | -0.002237 | -0.002743 | -0.003401 | -0.004399 | -0.005202 | -0.00666
0.012948 | 0.013672 | 0.013809 | 0.013648 | 0.01299 | 0.012597 | 0.01238 | 0.011557 | 0.011153 | 0.011062 | 0.010841 | 0.009993 | 0.00954 | 0.008568 | 0.007546 | 0.007381 | 0.006683 | 0.005995 | 0.005049 | 0.004146 | 0.003889 | 0.003471 | 0.002813 | 0.001768 | 0.000929 | 0 | -0.000577 | -0.001229 | -0.001819 | -0.002616 | -0.002984 | -0.003641 | -0.004138 | -0.005029 | -0.006584
0.013342 | 0.01382 | 0.013866 | 0.013672 | 0.012964 | 0.012699 | 0.01204 | 0.011493 | 0.01123 | 0.01079 | 0.010411 | 0.00951 | 0.009182 | 0.008928 | 0.008003 | 0.007967 | 0.006576 | 0.005915 | 0.005241 | 0.004817 | 0.004092 | 0.003497 | 0.00262 | 0.001562 | 0.000881 | 0 | -0.000484 | -0.000968 | -0.001401 | -0.001986 | -0.00255 | -0.003166 | -0.004017 | -0.004623 | -0.006187
0.013261 | 0.013927 | 0.013887 | 0.013436 | 0.012865 | 0.01239 | 0.011943 | 0.011061 | 0.010689 | 0.010717 | 0.010346 | 0.009841 | 0.00923 | 0.0087 | 0.007894 | 0.007566 | 0.006938 | 0.00602 | 0.0052 | 0.004255 | 0.003944 | 0.003496 | 0.002989 | 0.001792 | 0.000929 | 0 | -0.000592 | -0.001222 | -0.00203 | -0.002324 | -0.002768 | -0.003463 | -0.004102 | -0.005121 | -0.00649
0.013646 | 0.014021 | 0.01396 | 0.01359 | 0.012902 | 0.01252 | 0.012139 | 0.011688 | 0.011012 | 0.011051 | 0.010431 | 0.009675 | 0.009043 | 0.008596 | 0.007678 | 0.00742 | 0.006489 | 0.005833 | 0.005158 | 0.004351 | 0.003772 | 0.003456 | 0.002542 | 0.001637 | 0.000836 | 0 | -0.00076 | -0.001047 | -0.001732 | -0.00221 | -0.002953 | -0.003426 | -0.003943 | -0.004877 | -0.005977
0.014289 | 0.014445 | 0.014193 | 0.013645 | 0.012996 | 0.01236 | 0.011922 | 0.011021 | 0.010777 | 0.010361 | 0.009902 | 0.009353 | 0.008889 | 0.008673 | 0.007644 | 0.007572 | 0.006842 | 0.006052 | 0.00516 | 0.004551 | 0.003945 | 0.00345 | 0.002591 | 0.00149 | 0.000685 | 0 | -0.00065 | -0.001042 | -0.00179 | -0.002213 | -0.002761 | -0.003279 | -0.004185 | -0.004803 | -0.006214
0.014523 | 0.014872 | 0.014353 | 0.013915 | 0.013322 | 0.01263 | 0.012245 | 0.011658 | 0.011012 | 0.011022 | 0.010536 | 0.009944 | 0.009344 | 0.008705 | 0.007998 | 0.007621 | 0.006713 | 0.006095 | 0.005336 | 0.004425 | 0.004037 | 0.003527 | 0.002843 | 0.001758 | 0.000901 | 0 | -0.000505 | -0.001099 | -0.001571 | -0.002173 | -0.002736 | -0.003427 | -0.003772 | -0.004676 | -0.005994
0.015003 | 0.014893 | 0.014523 | 0.014082 | 0.013209 | 0.012694 | 0.012114 | 0.011564 | 0.011189 | 0.01068 | 0.01022 | 0.009444 | 0.00875 | 0.00835 | 0.007702 | 0.007381 | 0.006579 | 0.005959 | 0.005265 | 0.00459 | 0.004008 | 0.003534 | 0.002588 | 0.001574 | 0.000791 | 0 | -0.000663 | -0.001104 | -0.001633 | -0.001965 | -0.002537 | -0.003188 | -0.003621 | -0.00461 | -0.005898
0.014638 | 0.014795 | 0.014311 | 0.013701 | 0.012939 | 0.012366 | 0.011742 | 0.010874 | 0.01039 | 0.010218 | 0.009753 | 0.009205 | 0.009001 | 0.008501 | 0.0077 | 0.007454 | 0.006704 | 0.006038 | 0.005286 | 0.004492 | 0.003897 | 0.003387 | 0.002692 | 0.001692 | 0.000688 | 0 | -0.000567 | -0.001103 | -0.001662 | -0.002053 | -0.002596 | -0.003305 | -0.003976 | -0.004455 | -0.005788
0.014422 | 0.014458 | 0.013969 | 0.013365 | 0.012761 | 0.012223 | 0.011547 | 0.011074 | 0.010602 | 0.010286 | 0.009925 | 0.009322 | 0.008707 | 0.008153 | 0.007276 | 0.00716 | 0.006489 | 0.005709 | 0.004995 | 0.004189 | 0.003854 | 0.003374 | 0.002604 | 0.001555 | 0.000781 | 0 | -0.000619 | -0.000938 | -0.001737 | -0.002041 | -0.002653 | -0.003101 | -0.003697 | -0.004588 | -0.0057
0.014076 | 0.013909 | 0.013458 | 0.012898 | 0.012101 | 0.01157 | 0.011051 | 0.01036 | 0.009918 | 0.009494 | 0.009109 | 0.008337 | 0.008116 | 0.007507 | 0.007095 | 0.006675 | 0.00606 | 0.005551 | 0.004864 | 0.004219 | 0.003687 | 0.003163 | 0.002315 | 0.001373 | 0.000619 | 0 | -0.000589 | -0.001158 | -0.001489 | -0.001992 | -0.002286 | -0.002977 | -0.00361 | -0.004384 | -0.005541
0.013514 | 0.013561 | 0.012943 | 0.012362 | 0.011758 | 0.011059 | 0.010545 | 0.009918 | 0.009465 | 0.009271 | 0.008794 | 0.008533 | 0.007989 | 0.007692 | 0.006974 | 0.006624 | 0.00597 | 0.005328 | 0.00454 | 0.004008 | 0.003446 | 0.003046 | 0.002416 | 0.001543 | 0.000784 | 0 | -0.000439 | -0.000917 | -0.001513 | -0.001889 | -0.002395 | -0.00293 | -0.003568 | -0.004033 | -0.00534
0.012683 | 0.01258 | 0.012051 | 0.011582 | 0.010815 | 0.010364 | 0.009936 | 0.009358 | 0.008952 | 0.008852 | 0.008388 | 0.007812 | 0.007417 | 0.006949 | 0.006259 | 0.006033 | 0.0055 | 0.004811 | 0.004338 | 0.003605 | 0.00326 | 0.00286 | 0.00214 | 0.00125 | 0.000692 | 0 | -0.000529 | -0.000823 | -0.001345 | -0.001685 | -0.002238 | -0.002684 | -0.003268 | -0.004024 | -0.005167
0.012104 | 0.011846 | 0.011338 | 0.010798 | 0.010155 | 0.009632 | 0.009159 | 0.008725 | 0.008181 | 0.007887 | 0.007514 | 0.007092 | 0.006787 | 0.006367 | 0.00594 | 0.005564 | 0.00499 | 0.004598 | 0.0039 | 0.003378 | 0.003009 | 0.002517 | 0.00199 | 0.001196 | 0.000562 | 0 | -0.000416 | -0.000859 | -0.001307 | -0.001757 | -0.002093 | -0.002679 | -0.00316 | -0.003911 | -0.004981
0.011357 | 0.011307 | 0.010674 | 0.01012 | 0.00959 | 0.008971 | 0.008611 | 0.008146 | 0.007821 | 0.007669 | 0.007328 | 0.006986 | 0.006524 | 0.00612 | 0.005517 | 0.005277 | 0.004672 | 0.004065 | 0.003492 | 0.00302 | 0.002666 | 0.002357 | 0.001837 | 0.00117 | 0.000579 | 0 | -0.000428 | -0.000843 | -0.001349 | -0.001596 | -0.002099 | -0.002636 | -0.00313 | -0.003693 | -0.004789
0.010709 | 0.010469 | 0.009968 | 0.009499 | 0.008836 | 0.008486 | 0.008026 | 0.007568 | 0.007321 | 0.007026 | 0.006714 | 0.006193 | 0.005778 | 0.005425 | 0.004816 | 0.004593 | 0.004034 | 0.003698 | 0.003256 | 0.002744 | 0.002433 | 0.002048 | 0.001567 | 0.000944 | 0.00051 | 0 | -0.000364 | -0.000625 | -0.001126 | -0.001519 | -0.001854 | -0.002291 | -0.002827 | -0.003521 | -0.004639
0.010373 | 0.010083 | 0.009429 | 0.008789 | 0.008246 | 0.007815 | 0.0074 | 0.006856 | 0.006524 | 0.006254 | 0.006099 | 0.005647 | 0.005452 | 0.005129 | 0.004712 | 0.004313 | 0.003853 | 0.003428 | 0.002902 | 0.002539 | 0.002152 | 0.0018 | 0.001452 | 0.000899 | 0.000408 | 0 | -0.000387 | -0.000768 | -0.00108 | -0.001511 | -0.001865 | -0.002404 | -0.002767 | -0.003282 | -0.00444
0.01037 | 0.010066 | 0.009322 | 0.008759 | 0.008189 | 0.00774 | 0.007357 | 0.00693 | 0.00664 | 0.006485 | 0.006068 | 0.005775 | 0.005329 | 0.00496 | 0.004337 | 0.004172 | 0.003638 | 0.003131 | 0.002693 | 0.002321 | 0.002028 | 0.001793 | 0.001363 | 0.00087 | 0.000481 | 0 | -0.000301 | -0.000636 | -0.001034 | -0.001255 | -0.001721 | -0.002106 | -0.002612 | -0.003001 | -0.004089
0.010404 | 0.00992 | 0.009161 | 0.008625 | 0.007947 | 0.007566 | 0.007091 | 0.006678 | 0.006333 | 0.006029 | 0.005696 | 0.005263 | 0.004923 | 0.004599 | 0.004112 | 0.003989 | 0.003515 | 0.003155 | 0.002755 | 0.002258 | 0.001985 | 0.001646 | 0.001199 | 0.000732 | 0.000372 | 0 | -0.000204 | -0.000495 | -0.000925 | -0.001279 | -0.001565 | -0.002001 | -0.00234 | -0.002977 | -0.004056
0.010486 | 0.009975 | 0.009082 | 0.008437 | 0.007816 | 0.007273 | 0.006835 | 0.006446 | 0.006123 | 0.005877 | 0.00564 | 0.005274 | 0.005039 | 0.004817 | 0.004291 | 0.003873 | 0.003553 | 0.003049 | 0.002631 | 0.002194 | 0.001808 | 0.0016 | 0.001239 | 0.000792 | 0.00032 | 0 | -0.000298 | -0.00064 | -0.000977 | -0.001258 | -0.001499 | -0.001974 | -0.002446 | -0.002777 | -0.003771
0.010895 | 0.010268 | 0.009356 | 0.008655 | 0.00803 | 0.00749 | 0.007089 | 0.006632 | 0.006266 | 0.006192 | 0.005829 | 0.005465 | 0.005037 | 0.004595 | 0.00418 | 0.004019 | 0.003485 | 0.003121 | 0.002669 | 0.002222 | 0.001887 | 0.001648 | 0.001152 | 0.000681 | 0.000413 | 0 | -0.000276 | -0.00053 | -0.000781 | -0.001029 | -0.001401 | -0.001776 | -0.00213 | -0.002703 | -0.003622
0.010863 | 0.010118 | 0.009208 | 0.008549 | 0.007851 | 0.00735 | 0.00696 | 0.006489 | 0.006166 | 0.005808 | 0.005567 | 0.005135 | 0.004931 | 0.004619 | 0.004285 | 0.004007 | 0.003617 | 0.003161 | 0.002791 | 0.002353 | 0.001987 | 0.001608 | 0.001244 | 0.000712 | 0.000313 | 0 | -0.000267 | -0.000503 | -0.000827 | -0.001131 | -0.00132 | -0.001771 | -0.002115 | -0.002564 | -0.003548
0.011241 | 0.010556 | 0.009513 | 0.008764 | 0.008168 | 0.007605 | 0.007181 | 0.006746 | 0.006424 | 0.006329 | 0.005925 | 0.005634 | 0.005272 | 0.00501 | 0.004499 | 0.004172 | 0.003762 | 0.003287 | 0.00283 | 0.002406 | 0.002078 | 0.001736 | 0.001374 | 0.000826 | 0.000386 | 0 | -0.000269 | -0.000542 | -0.000861 | -0.001072 | -0.001378 | -0.001627 | -0.002091 | -0.00233 | -0.003308
0.011059 | 0.010309 | 0.009334 | 0.008726 | 0.008055 | 0.007532 | 0.007094 | 0.006724 | 0.006413 | 0.006102 | 0.005858 | 0.005438 | 0.005112 | 0.004723 | 0.004329 | 0.004174 | 0.003683 | 0.003284 | 0.002864 | 0.002395 | 0.002058 | 0.001837 | 0.001246 | 0.000713 | 0.00042 | 0 | -0.000249 | -0.000494 | -0.000666 | -0.000956 | -0.001215 | -0.001624 | -0.001944 | -0.002348 | -0.003309
0.010569 | 0.009895 | 0.009049 | 0.008476 | 0.007838 | 0.007438 | 0.006953 | 0.006639 | 0.006259 | 0.005993 | 0.005795 | 0.005475 | 0.005236 | 0.004937 | 0.004578 | 0.004231 | 0.003859 | 0.003367 | 0.002981 | 0.002543 | 0.002216 | 0.00181 | 0.001435 | 0.000833 | 0.00035 | 0 | -0.000267 | -0.000498 | -0.000818 | -0.001008 | -0.00125 | -0.001615 | -0.001904 | -0.002334 | -0.003234
0.010821 | 0.010253 | 0.0094 | 0.008763 | 0.008252 | 0.007743 | 0.007392 | 0.006919 | 0.006687 | 0.006605 | 0.006238 | 0.005958 | 0.005506 | 0.005248 | 0.004734 | 0.004417 | 0.003966 | 0.003533 | 0.002985 | 0.002592 | 0.002266 | 0.001961 | 0.001426 | 0.000855 | 0.000409 | 0 | -0.000261 | -0.000536 | -0.000807 | -0.001044 | -0.001241 | -0.001601 | -0.001912 | -0.002202 | -0.00309
0.010587 | 0.009962 | 0.009184 | 0.008675 | 0.008091 | 0.007695 | 0.007303 | 0.006945 | 0.006647 | 0.006422 | 0.006111 | 0.005714 | 0.00541 | 0.00508 | 0.004644 | 0.004474 | 0.004036 | 0.003558 | 0.003097 | 0.002687 | 0.002312 | 0.001985 | 0.001434 | 0.000805 | 0.000375 | 0 | -0.000262 | -0.000507 | -0.000732 | -0.000932 | -0.001188 | -0.001503 | -0.001875 | -0.002296 | -0.003247
0.010369 | 0.009842 | 0.009143 | 0.008597 | 0.008115 | 0.007744 | 0.007386 | 0.007005 | 0.006709 | 0.006561 | 0.006363 | 0.006009 | 0.005813 | 0.005451 | 0.005033 | 0.004727 | 0.004279 | 0.003797 | 0.003318 | 0.002815 | 0.00245 | 0.002116 | 0.001618 | 0.000962 | 0.000416 | 0 | -0.000325 | -0.000602 | -0.000805 | -0.001046 | -0.001279 | -0.001661 | -0.001957 | -0.002314 | -0.003153
0.010536 | 0.010067 | 0.009398 | 0.008916 | 0.008478 | 0.008097 | 0.007791 | 0.007439 | 0.007206 | 0.007048 | 0.006743 | 0.006399 | 0.006012 | 0.005746 | 0.005301 | 0.00502 | 0.004522 | 0.003997 | 0.003468 | 0.002984 | 0.002607 | 0.002262 | 0.001685 | 0.000959 | 0.000461 | 0 | -0.00024 | -0.000507 | -0.000751 | -0.00095 | -0.001244 | -0.001544 | -0.001856 | -0.00224 | -0.003077
0.010629 | 0.010192 | 0.009639 | 0.009228 | 0.00876 | 0.008392 | 0.008078 | 0.007762 | 0.007492 | 0.007276 | 0.006974 | 0.006667 | 0.006381 | 0.006082 | 0.005671 | 0.005438 | 0.00494 | 0.004348 | 0.003887 | 0.003326 | 0.002897 | 0.002509 | 0.001827 | 0.00104 | 0.00044 | 0 | -0.000352 | -0.000597 | -0.000866 | -0.001044 | -0.001288 | -0.001584 | -0.001874 | -0.002301 | -0.003287
0.007103 | 0.006848 | 0.006419 | 0.006118 | 0.00578 | 0.005532 | 0.005346 | 0.005074 | 0.004888 | 0.004803 | 0.004586 | 0.004352 | 0.004142 | 0.003839 | 0.003546 | 0.003312 | 0.003002 | 0.002708 | 0.002389 | 0.002028 | 0.001824 | 0.001571 | 0.00123 | 0.000773 | 0.000343 | 0 | -0.000319 | -0.000635 | -0.000897 | -0.001121 | -0.001322 | -0.001726 | -0.002059 | -0.002456 | -0.003278
0.007326 | 0.007001 | 0.006573 | 0.006234 | 0.005921 | 0.005644 | 0.005446 | 0.005216 | 0.005025 | 0.00486 | 0.004655 | 0.004373 | 0.004081 | 0.003841 | 0.00352 | 0.003356 | 0.003042 | 0.002737 | 0.002432 | 0.002105 | 0.001869 | 0.001614 | 0.001238 | 0.000768 | 0.000387 | 0 | -0.000277 | -0.000529 | -0.000799 | -0.001031 | -0.001226 | -0.001546 | -0.001894 | -0.002292 | -0.003195
0.007321 | 0.007079 | 0.006628 | 0.006326 | 0.006032 | 0.005784 | 0.005564 | 0.005323 | 0.005085 | 0.004951 | 0.00474 | 0.004463 | 0.004251 | 0.003984 | 0.003672 | 0.003499 | 0.003156 | 0.002806 | 0.002426 | 0.002182 | 0.001859 | 0.001612 | 0.001278 | 0.000808 | 0.000386 | 0 | -0.00028 | -0.000485 | -0.000766 | -0.00101 | -0.001221 | -0.001525 | -0.001818 | -0.002207 | -0.003082
0.007178 | 0.007045 | 0.006714 | 0.006458 | 0.006148 | 0.005923 | 0.00573 | 0.005481 | 0.00531 | 0.00523 | 0.004995 | 0.004706 | 0.004431 | 0.00412 | 0.003773 | 0.00351 | 0.003207 | 0.002925 | 0.00254 | 0.002183 | 0.001915 | 0.001645 | 0.001257 | 0.000783 | 0.00035 | 0 | -0.000354 | -0.000617 | -0.000835 | -0.00106 | -0.001247 | -0.001565 | -0.001874 | -0.002169 | -0.002978
0.007351 | 0.007142 | 0.006798 | 0.006487 | 0.006173 | 0.005963 | 0.005759 | 0.005553 | 0.005385 | 0.005204 | 0.004988 | 0.004684 | 0.004427 | 0.004163 | 0.0038 | 0.003561 | 0.00325 | 0.002903 | 0.002538 | 0.002212 | 0.001951 | 0.001671 | 0.001272 | 0.000758 | 0.000335 | 0 | -0.000284 | -0.00051 | -0.000768 | -0.000963 | -0.001145 | -0.001431 | -0.001724 | -0.002066 | -0.002952
0.007618 | 0.007533 | 0.007229 | 0.006962 | 0.006632 | 0.006409 | 0.006183 | 0.00598 | 0.005815 | 0.005643 | 0.005389 | 0.005116 | 0.00483 | 0.004537 | 0.004129 | 0.003899 | 0.003505 | 0.003138 | 0.002713 | 0.00232 | 0.002026 | 0.001742 | 0.001357 | 0.000831 | 0.000393 | 0 | -0.000273 | -0.000511 | -0.000739 | -0.000965 | -0.001147 | -0.001417 | -0.001714 | -0.002035 | -0.002814
0.007565 | 0.007502 | 0.007204 | 0.006969 | 0.006686 | 0.006469 | 0.006262 | 0.006031 | 0.005852 | 0.005717 | 0.005501 | 0.005159 | 0.004873 | 0.004573 | 0.004154 | 0.003897 | 0.003517 | 0.003145 | 0.002746 | 0.002354 | 0.002049 | 0.001783 | 0.001385 | 0.000834 | 0.000386 | 0 | -0.000262 | -0.000527 | -0.00073 | -0.000886 | -0.001112 | -0.001384 | -0.001693 | -0.001983 | -0.002771
0.007172 | 0.00722 | 0.00707 | 0.006889 | 0.006627 | 0.006414 | 0.006191 | 0.005982 | 0.005853 | 0.005692 | 0.005453 | 0.005104 | 0.004815 | 0.004528 | 0.004101 | 0.003857 | 0.003486 | 0.003066 | 0.002672 | 0.00232 | 0.002029 | 0.001742 | 0.001323 | 0.000819 | 0.000353 | 0 | -0.000291 | -0.000493 | -0.000737 | -0.000946 | -0.001134 | -0.001355 | -0.001694 | -0.001992 | -0.002759
0.007103 | 0.007173 | 0.007027 | 0.006795 | 0.006534 | 0.006367 | 0.006235 | 0.006026 | 0.005884 | 0.005729 | 0.005487 | 0.005165 | 0.004851 | 0.004589 | 0.004202 | 0.003924 | 0.003512 | 0.003138 | 0.002716 | 0.002344 | 0.002038 | 0.001752 | 0.001371 | 0.000863 | 0.000413 | 0 | -0.000242 | -0.000495 | -0.000716 | -0.000908 | -0.001115 | -0.001373 | -0.001626 | -0.001975 | -0.002712
0.006721 | 0.006899 | 0.006778 | 0.006614 | 0.006327 | 0.006117 | 0.005918 | 0.005704 | 0.005567 | 0.005558 | 0.005362 | 0.00504 | 0.00473 | 0.004477 | 0.004078 | 0.003793 | 0.003444 | 0.003055 | 0.002624 | 0.002244 | 0.001979 | 0.001697 | 0.001317 | 0.00079 | 0.000381 | 0 | -0.000283 | -0.000557 | -0.000777 | -0.000973 | -0.001193 | -0.001448 | -0.001689 | -0.002043 | -0.002779
0.006463 | 0.006608 | 0.006539 | 0.006365 | 0.006097 | 0.00587 | 0.005756 | 0.005627 | 0.005516 | 0.005413 | 0.005223 | 0.004901 | 0.004591 | 0.004301 | 0.003897 | 0.003686 | 0.003333 | 0.002938 | 0.002542 | 0.002174 | 0.001918 | 0.001677 | 0.001295 | 0.000783 | 0.000371 | 0 | -0.000309 | -0.00056 | -0.000773 | -0.000969 | -0.001184 | -0.001466 | -0.001766 | -0.002054 | -0.002833
0.006489 | 0.006463 | 0.006429 | 0.006335 | 0.006145 | 0.006013 | 0.005774 | 0.005591 | 0.005411 | 0.005279 | 0.005025 | 0.004694 | 0.004459 | 0.004181 | 0.003807 | 0.003603 | 0.003263 | 0.002845 | 0.002486 | 0.002141 | 0.00189 | 0.001629 | 0.001293 | 0.000772 | 0.000355 | 0 | -0.000291 | -0.000559 | -0.000829 | -0.001017 | -0.001249 | -0.00151 | -0.001794 | -0.002106 | -0.002872
0.006353 | 0.006516 | 0.00643 | 0.006259 | 0.00605 | 0.005816 | 0.005664 | 0.005459 | 0.005316 | 0.005197 | 0.004982 | 0.004673 | 0.004423 | 0.004123 | 0.003771 | 0.003538 | 0.003197 | 0.002863 | 0.002476 | 0.002137 | 0.001882 | 0.001664 | 0.001313 | 0.000829 | 0.000368 | 0 | -0.000327 | -0.000571 | -0.000807 | -0.001022 | -0.001257 | -0.0015 | -0.001798 | -0.002129 | -0.002924
0.006094 | 0.00609 | 0.006032 | 0.005876 | 0.005657 | 0.005487 | 0.005355 | 0.005162 | 0.005011 | 0.004904 | 0.004641 | 0.004367 | 0.004121 | 0.003854 | 0.003524 | 0.003304 | 0.003023 | 0.002724 | 0.002384 | 0.002065 | 0.001782 | 0.001587 | 0.001221 | 0.000735 | 0.000341 | 0 | -0.000319 | -0.00053 | -0.000761 | -0.000972 | -0.00122 | -0.001483 | -0.001778 | -0.002118 | -0.00291
0.006443 | 0.006408 | 0.006202 | 0.00602 | 0.005789 | 0.00563 | 0.005428 | 0.005208 | 0.005046 | 0.004908 | 0.004706 | 0.004404 | 0.004213 | 0.003921 | 0.003608 | 0.00341 | 0.003068 | 0.002762 | 0.00241 | 0.002091 | 0.001865 | 0.001622 | 0.001281 | 0.000785 | 0.000351 | 0 | -0.000276 | -0.000555 | -0.000818 | -0.001039 | -0.001284 | -0.001537 | -0.00182 | -0.002148 | -0.002937
0.006537 | 0.006525 | 0.006291 | 0.006098 | 0.005849 | 0.005653 | 0.005447 | 0.005237 | 0.005081 | 0.005019 | 0.004779 | 0.004502 | 0.004194 | 0.003874 | 0.003528 | 0.003412 | 0.003043 | 0.002702 | 0.002382 | 0.002054 | 0.001814 | 0.001596 | 0.001263 | 0.000795 | 0.000375 | 0 | -0.000297 | -0.000559 | -0.000809 | -0.000992 | -0.001255 | -0.001517 | -0.001846 | -0.002163 | -0.002901
0.006356 | 0.006353 | 0.006185 | 0.005984 | 0.005682 | 0.005497 | 0.005333 | 0.005101 | 0.004914 | 0.004739 | 0.004521 | 0.004169 | 0.00391 | 0.003657 | 0.003368 | 0.003189 | 0.002895 | 0.002613 | 0.002352 | 0.002063 | 0.001795 | 0.001537 | 0.001217 | 0.000737 | 0.000344 | 0 | -0.000251 | -0.00049 | -0.000753 | -0.000951 | -0.001174 | -0.001434 | -0.001764 | -0.002108 | -0.002936
0.00636 | 0.006381 | 0.006104 | 0.005813 | 0.005585 | 0.005377 | 0.005143 | 0.004939 | 0.004739 | 0.004625 | 0.004408 | 0.00414 | 0.00394 | 0.003645 | 0.003268 | 0.003102 | 0.002792 | 0.002531 | 0.00219 | 0.00185 | 0.001637 | 0.001479 | 0.001195 | 0.000749 | 0.000351 | 0 | -0.000259 | -0.000514 | -0.000817 | -0.001014 | -0.001237 | -0.001503 | -0.001809 | -0.002142 | -0.002904
0.005984 | 0.006165 | 0.00606 | 0.005928 | 0.005662 | 0.00548 | 0.005286 | 0.005122 | 0.004921 | 0.004852 | 0.004576 | 0.004286 | 0.003932 | 0.003679 | 0.003313 | 0.003209 | 0.002812 | 0.002499 | 0.002203 | 0.001887 | 0.001658 | 0.001448 | 0.001132 | 0.000697 | 0.000339 | 0 | -0.000282 | -0.000507 | -0.000747 | -0.000921 | -0.001146 | -0.001459 | -0.001774 | -0.002128 | -0.002904
0.005811 | 0.0059 | 0.005833 | 0.005677 | 0.005379 | 0.005201 | 0.005025 | 0.00477 | 0.004562 | 0.00439 | 0.004193 | 0.003871 | 0.003612 | 0.003439 | 0.003136 | 0.002942 | 0.002653 | 0.002418 | 0.002157 | 0.001814 | 0.001569 | 0.001388 | 0.001041 | 0.000597 | 0.000313 | 0 | -0.000239 | -0.000452 | -0.000738 | -0.000897 | -0.001114 | -0.001443 | -0.001735 | -0.00209 | -0.002999
0.00542 | 0.005708 | 0.005619 | 0.00543 | 0.005282 | 0.005113 | 0.004899 | 0.00474 | 0.00456 | 0.004439 | 0.004283 | 0.004013 | 0.003866 | 0.003549 | 0.003115 | 0.002951 | 0.002646 | 0.002307 | 0.001948 | 0.001589 | 0.001474 | 0.001298 | 0.001092 | 0.000713 | 0.000321 | 0 | -0.000236 | -0.000544 | -0.000754 | -0.001025 | -0.001244 | -0.00151 | -0.001786 | -0.002221 | -0.002945
0.00528 | 0.005582 | 0.005686 | 0.005638 | 0.005377 | 0.005217 | 0.005104 | 0.004908 | 0.004758 | 0.004672 | 0.004362 | 0.003987 | 0.00364 | 0.003392 | 0.003096 | 0.003033 | 0.002596 | 0.002377 | 0.002026 | 0.001818 | 0.001524 | 0.001267 | 0.000929 | 0.000585 | 0.000326 | 0 | -0.000213 | -0.000395 | -0.000687 | -0.000879 | -0.001127 | -0.001506 | -0.001765 | -0.002152 | -0.002994
0.005248 | 0.005497 | 0.005517 | 0.005413 | 0.005157 | 0.005035 | 0.004788 | 0.004538 | 0.004374 | 0.004088 | 0.003984 | 0.003701 | 0.003571 | 0.003353 | 0.003043 | 0.002781 | 0.002654 | 0.0023 | 0.002105 | 0.001739 | 0.001516 | 0.001341 | 0.001031 | 0.000636 | 0.000302 | 0 | -0.000219 | -0.000498 | -0.000778 | -0.000964 | -0.001188 | -0.001506 | -0.001763 | -0.002191 | -0.003226
0.005628 | 0.005962 | 0.005945 | 0.005736 | 0.005572 | 0.005423 | 0.005187 | 0.005045 | 0.00484 | 0.004848 | 0.004561 | 0.00426 | 0.003986 | 0.003679 | 0.003229 | 0.002967 | 0.002643 | 0.002375 | 0.002044 | 0.001667 | 0.001474 | 0.001289 | 0.001084 | 0.000704 | 0.000384 | 0 | -0.000275 | -0.000515 | -0.000745 | -0.000993 | -0.001321 | -0.001617 | -0.001945 | -0.002295 | -0.00304
0.005487 | 0.005732 | 0.005831 | 0.005826 | 0.005481 | 0.005302 | 0.005153 | 0.004846 | 0.00472 | 0.004447 | 0.004187 | 0.003849 | 0.003485 | 0.003281 | 0.003015 | 0.00292 | 0.002565 | 0.002327 | 0.002007 | 0.001784 | 0.001464 | 0.00123 | 0.000872 | 0.000504 | 0.000266 | 0 | -0.000226 | -0.000376 | -0.000753 | -0.000959 | -0.00117 | -0.00153 | -0.001801 | -0.002341 | -0.003242
0.005747 | 0.005966 | 0.00588 | 0.00571 | 0.005405 | 0.005322 | 0.005081 | 0.004682 | 0.004491 | 0.004351 | 0.004181 | 0.003832 | 0.003698 | 0.003442 | 0.003009 | 0.002874 | 0.002596 | 0.002249 | 0.001963 | 0.001645 | 0.001516 | 0.0013 | 0.001036 | 0.000676 | 0.000304 | 0 | -0.000236 | -0.000572 | -0.000871 | -0.001127 | -0.0013 | -0.001655 | -0.001999 | -0.002421 | -0.003334
0.006136 | 0.006424 | 0.006383 | 0.006128 | 0.005897 | 0.005611 | 0.005377 | 0.005218 | 0.005006 | 0.004894 | 0.004579 | 0.004281 | 0.003972 | 0.003583 | 0.003085 | 0.00295 | 0.002592 | 0.002292 | 0.001964 | 0.001686 | 0.001398 | 0.001204 | 0.000955 | 0.000678 | 0.000344 | 0 | -0.000319 | -0.000505 | -0.00077 | -0.001044 | -0.001388 | -0.001744 | -0.002086 | -0.002409 | -0.003182
0.005733 | 0.005936 | 0.005988 | 0.00589 | 0.005486 | 0.00534 | 0.00505 | 0.004706 | 0.004541 | 0.00423 | 0.00398 | 0.003696 | 0.003284 | 0.003125 | 0.002882 | 0.002868 | 0.002457 | 0.002335 | 0.002065 | 0.001771 | 0.001489 | 0.001229 | 0.000874 | 0.000481 | 0.000299 | 0 | -0.000169 | -0.000446 | -0.000793 | -0.000985 | -0.001222 | -0.00156 | -0.001929 | -0.002459 | -0.003401
0.006344 | 0.006459 | 0.006246 | 0.005988 | 0.005697 | 0.005537 | 0.005233 | 0.00483 | 0.004576 | 0.004575 | 0.004303 | 0.004015 | 0.003814 | 0.003563 | 0.003079 | 0.002872 | 0.002579 | 0.002164 | 0.001942 | 0.0016 | 0.00148 | 0.001337 | 0.001157 | 0.000818 | 0.000397 | 0 | -0.00023 | -0.00057 | -0.0008 | -0.001088 | -0.001271 | -0.001662 | -0.001995 | -0.002343 | -0.003185
0.006453 | 0.006649 | 0.006561 | 0.006348 | 0.005993 | 0.005676 | 0.005413 | 0.005272 | 0.005046 | 0.004801 | 0.004498 | 0.004097 | 0.003693 | 0.003376 | 0.003023 | 0.002804 | 0.002434 | 0.002198 | 0.001839 | 0.001658 | 0.001265 | 0.001099 | 0.000783 | 0.000513 | 0.000244 | 0 | -0.000244 | -0.000492 | -0.000814 | -0.001014 | -0.001352 | -0.001691 | -0.001952 | -0.002353 | -0.003229
0.006185 | 0.006355 | 0.006263 | 0.006161 | 0.005703 | 0.005405 | 0.005165 | 0.004704 | 0.004316 | 0.004267 | 0.003903 | 0.003632 | 0.003294 | 0.003231 | 0.002902 | 0.002907 | 0.002624 | 0.002437 | 0.002106 | 0.001937 | 0.00167 | 0.001433 | 0.000998 | 0.000656 | 0.000404 | 0 | -7.3e-05 | -0.000426 | -0.000727 | -0.000912 | -0.001208 | -0.001568 | -0.001929 | -0.002385 | -0.00329
0.006857 | 0.006907 | 0.006561 | 0.00615 | 0.005839 | 0.005728 | 0.005285 | 0.00497 | 0.004872 | 0.004819 | 0.004569 | 0.004112 | 0.003936 | 0.003506 | 0.002989 | 0.002681 | 0.002543 | 0.002099 | 0.001887 | 0.001334 | 0.001314 | 0.001263 | 0.001114 | 0.000737 | 0.000319 | 0 | -0.000419 | -0.000655 | -0.00091 | -0.001174 | -0.001487 | -0.001793 | -0.002021 | -0.002355 | -0.00317
0.007039 | 0.007077 | 0.006969 | 0.006741 | 0.006353 | 0.005801 | 0.005574 | 0.005438 | 0.005233 | 0.004792 | 0.004353 | 0.004076 | 0.00357 | 0.003381 | 0.003061 | 0.002917 | 0.002547 | 0.002244 | 0.001918 | 0.0018 | 0.00141 | 0.001204 | 0.000819 | 0.00043 | 0.000332 | 0 | -0.000188 | -0.000369 | -0.000694 | -0.00102 | -0.001177 | -0.001543 | -0.001916 | -0.002407 | -0.003254
0.006487 | 0.006563 | 0.006308 | 0.006131 | 0.005731 | 0.00551 | 0.005241 | 0.004729 | 0.004411 | 0.004204 | 0.004148 | 0.003827 | 0.003622 | 0.003429 | 0.002991 | 0.003037 | 0.00267 | 0.002539 | 0.002159 | 0.001828 | 0.001662 | 0.001537 | 0.001212 | 0.0009 | 0.000374 | 0 | -0.000121 | -0.000393 | -0.000759 | -0.001048 | -0.001294 | -0.00159 | -0.001975 | -0.00234 | -0.003465
0.007578 | 0.00745 | 0.007113 | 0.006617 | 0.006389 | 0.006062 | 0.005694 | 0.005452 | 0.005404 | 0.005315 | 0.004933 | 0.004399 | 0.004072 | 0.003884 | 0.00298 | 0.002915 | 0.002681 | 0.002223 | 0.002025 | 0.001708 | 0.001658 | 0.00141 | 0.001229 | 0.000725 | 0.000491 | 0 | -0.000309 | -0.000654 | -0.000853 | -0.001077 | -0.001386 | -0.001832 | -0.00189 | -0.002254 | -0.002969
0.006844 | 0.006952 | 0.006797 | 0.006827 | 0.006076 | 0.005917 | 0.005533 | 0.005298 | 0.004866 | 0.004635 | 0.004269 | 0.003889 | 0.003709 | 0.0033 | 0.003187 | 0.003204 | 0.002703 | 0.002562 | 0.002247 | 0.002085 | 0.00172 | 0.001508 | 0.001072 | 0.000561 | 0.000406 | 0 | -8.2e-05 | -0.00022 | -0.000822 | -0.000929 | -0.001106 | -0.001442 | -0.001988 | -0.002303 | -0.003581
0.006877 | 0.006951 | 0.006628 | 0.006389 | 0.00599 | 0.005787 | 0.005383 | 0.004793 | 0.004658 | 0.004587 | 0.004494 | 0.004206 | 0.004007 | 0.003847 | 0.003208 | 0.003129 | 0.002993 | 0.002603 | 0.002185 | 0.002073 | 0.001821 | 0.001842 | 0.001472 | 0.000936 | 0.000481 | 0 | -0.00033 | -0.00074 | -0.000834 | -0.001195 | -0.001371 | -0.001827 | -0.002182 | -0.002539 | -0.003356
0.008301 | 0.008077 | 0.007714 | 0.007184 | 0.006788 | 0.006664 | 0.006447 | 0.00604 | 0.005865 | 0.005885 | 0.005306 | 0.004669 | 0.004223 | 0.00389 | 0.003228 | 0.003235 | 0.002774 | 0.002439 | 0.002456 | 0.001674 | 0.001667 | 0.001387 | 0.0011 | 0.000744 | 0.000368 | 0 | -0.000387 | -0.000529 | -0.00115 | -0.0012 | -0.001624 | -0.002065 | -0.002286 | -0.002414 | -0.003324
0.007734 | 0.007845 | 0.007748 | 0.007763 | 0.007102 | 0.0066 | 0.006453 | 0.006114 | 0.005628 | 0.00521 | 0.005258 | 0.004945 | 0.00472 | 0.004408 | 0.004 | 0.004327 | 0.003625 | 0.003309 | 0.00324 | 0.002905 | 0.002655 | 0.002556 | 0.001724 | 0.001014 | 0.000717 | 0 | 6.4e-05 | -0.000345 | -0.000718 | -0.001316 | -0.001314 | -0.001424 | -0.002245 | -0.002405 | -0.003579

## ACS127_CC_taarray
-0.099076 | -0.095114 | -0.09125 | -0.086613 | -0.082796 | -0.077736 | -0.073244 | -0.070672 | -0.06596 | -0.061677 | -0.058906 | -0.055152 | -0.051144 | -0.046473 | -0.040254 | -0.036005 | -0.03073 | -0.026627 | -0.022527 | -0.017387 | -0.012414 | -0.00881 | -0.003879 | -0.002034 | 0 | 0.004216 | 0.006682 | 0.012714 | 0.015709 | 0.019205 | 0.023132 | 0.028261 | 0.032123 | 0.034984 | 0.039681 | 0.041555
-0.086172 | -0.082162 | -0.078137 | -0.073677 | -0.070273 | -0.066016 | -0.062705 | -0.060086 | -0.05627 | -0.052687 | -0.050506 | -0.046941 | -0.043659 | -0.039568 | -0.034952 | -0.030813 | -0.026597 | -0.022571 | -0.019565 | -0.015068 | -0.011041 | -0.007908 | -0.003657 | -0.001594 | 0 | 0.002787 | 0.005419 | 0.010534 | 0.013257 | 0.01554 | 0.019136 | 0.0231 | 0.026196 | 0.028841 | 0.031954 | 0.033694
-0.07395 | -0.070322 | -0.066985 | -0.063081 | -0.059794 | -0.056055 | -0.052928 | -0.050793 | -0.047689 | -0.044704 | -0.042363 | -0.0391 | -0.036284 | -0.032793 | -0.028623 | -0.025386 | -0.021345 | -0.018715 | -0.015246 | -0.012096 | -0.008804 | -0.006047 | -0.003849 | -0.001588 | 0 | 0.002608 | 0.004543 | 0.008772 | 0.010911 | 0.013267 | 0.0157 | 0.018911 | 0.021477 | 0.022803 | 0.025776 | 0.027056
-0.063162 | -0.059202 | -0.0558 | -0.051944 | -0.049213 | -0.045955 | -0.043225 | -0.041629 | -0.038811 | -0.03613 | -0.034544 | -0.031801 | -0.029469 | -0.026807 | -0.023095 | -0.020352 | -0.017295 | -0.014965 | -0.01236 | -0.00963 | -0.007148 | -0.005041 | -0.002655 | -0.000733 | 0 | 0.002158 | 0.003672 | 0.006945 | 0.008713 | 0.01067 | 0.012613 | 0.015017 | 0.016816 | 0.0184 | 0.020422 | 0.020995
-0.054382 | -0.050768 | -0.047756 | -0.044314 | -0.04196 | -0.039242 | -0.036732 | -0.035435 | -0.032838 | -0.030816 | -0.029426 | -0.027105 | -0.024995 | -0.022307 | -0.019138 | -0.01708 | -0.014451 | -0.012412 | -0.010129 | -0.00777 | -0.005755 | -0.00378 | -0.001962 | -0.000634 | 0 | 0.00184 | 0.003499 | 0.00626 | 0.007449 | 0.008865 | 0.010467 | 0.012275 | 0.01387 | 0.015061 | 0.016466 | 0.016787
-0.047591 | -0.045223 | -0.042888 | -0.040127 | -0.037768 | -0.035176 | -0.033103 | -0.031735 | -0.029611 | -0.027341 | -0.026165 | -0.024005 | -0.022245 | -0.01984 | -0.017032 | -0.014733 | -0.012528 | -0.010414 | -0.008525 | -0.006875 | -0.004661 | -0.003201 | -0.001235 | -0.00058 | 0 | 0.001626 | 0.003006 | 0.005466 | 0.006777 | 0.00777 | 0.009069 | 0.010769 | 0.011996 | 0.012619 | 0.014103 | 0.014281
-0.043902 | -0.041472 | -0.039357 | -0.036519 | -0.0345 | -0.032121 | -0.030298 | -0.028989 | -0.02712 | -0.025331 | -0.024419 | -0.022322 | -0.020333 | -0.017946 | -0.015337 | -0.013406 | -0.011481 | -0.009762 | -0.008052 | -0.006049 | -0.004435 | -0.00268 | -0.001523 | -0.000578 | 0 | 0.001298 | 0.002587 | 0.004861 | 0.00564 | 0.006932 | 0.008034 | 0.009277 | 0.010392 | 0.010896 | 0.012109 | 0.012175
-0.040453 | -0.038157 | -0.035968 | -0.033559 | -0.031742 | -0.029632 | -0.027921 | -0.026515 | -0.024917 | -0.023189 | -0.022115 | -0.020302 | -0.018576 | -0.016487 | -0.013896 | -0.012092 | -0.010308 | -0.008992 | -0.007206 | -0.005575 | -0.003998 | -0.002631 | -0.001264 | -0.000666 | 0 | 0.001297 | 0.002296 | 0.004432 | 0.005314 | 0.006283 | 0.007149 | 0.008514 | 0.009513 | 0.010083 | 0.011066 | 0.010891
-0.036593 | -0.034434 | -0.032691 | -0.030459 | -0.02859 | -0.026913 | -0.025075 | -0.024199 | -0.022591 | -0.021213 | -0.020185 | -0.018783 | -0.017042 | -0.015253 | -0.012831 | -0.011215 | -0.009623 | -0.008178 | -0.006679 | -0.005133 | -0.003705 | -0.002704 | -0.001214 | -0.000459 | 0 | 0.001119 | 0.002076 | 0.003953 | 0.004685 | 0.005703 | 0.00647 | 0.007714 | 0.008489 | 0.00894 | 0.009929 | 0.009829
-0.034726 | -0.032411 | -0.030659 | -0.028591 | -0.026964 | -0.025124 | -0.023741 | -0.022495 | -0.020969 | -0.019704 | -0.018911 | -0.017213 | -0.015779 | -0.014114 | -0.012091 | -0.010606 | -0.009007 | -0.007755 | -0.006431 | -0.004789 | -0.003504 | -0.002231 | -0.001238 | -0.000694 | 0 | 0.001132 | 0.001964 | 0.003722 | 0.004585 | 0.005497 | 0.006362 | 0.00737 | 0.008186 | 0.008666 | 0.009374 | 0.009305
-0.031925 | -0.029942 | -0.028274 | -0.026369 | -0.024868 | -0.023222 | -0.021904 | -0.02084 | -0.019555 | -0.018379 | -0.017475 | -0.016125 | -0.014734 | -0.012962 | -0.011092 | -0.009667 | -0.008237 | -0.0071 | -0.005892 | -0.004453 | -0.003372 | -0.002094 | -0.001154 | -0.000599 | 0 | 0.000814 | 0.001697 | 0.003281 | 0.004105 | 0.004895 | 0.005816 | 0.006719 | 0.007436 | 0.007779 | 0.00851 | 0.008477
-0.029565 | -0.027671 | -0.026203 | -0.02446 | -0.023024 | -0.021572 | -0.020166 | -0.019278 | -0.018201 | -0.016934 | -0.016165 | -0.014926 | -0.013717 | -0.012037 | -0.010267 | -0.009041 | -0.00766 | -0.006455 | -0.005289 | -0.004207 | -0.002902 | -0.001878 | -0.001036 | -0.000449 | 0 | 0.000883 | 0.001681 | 0.003219 | 0.003899 | 0.004611 | 0.005462 | 0.006333 | 0.006981 | 0.00733 | 0.008092 | 0.007956
-0.02752 | -0.025832 | -0.024455 | -0.022864 | -0.02156 | -0.020142 | -0.019056 | -0.018 | -0.01699 | -0.015889 | -0.015255 | -0.014018 | -0.012819 | -0.011358 | -0.009621 | -0.008534 | -0.007265 | -0.006227 | -0.005028 | -0.003907 | -0.002808 | -0.001871 | -0.000788 | -0.000485 | 0 | 0.000669 | 0.001566 | 0.003029 | 0.003673 | 0.004424 | 0.005169 | 0.00602 | 0.006527 | 0.006916 | 0.007552 | 0.00743
-0.025679 | -0.024084 | -0.022795 | -0.021396 | -0.020251 | -0.018927 | -0.017762 | -0.016999 | -0.015992 | -0.015004 | -0.014213 | -0.013199 | -0.012075 | -0.010638 | -0.009195 | -0.008046 | -0.006855 | -0.005809 | -0.004782 | -0.003701 | -0.00258 | -0.001856 | -0.000904 | -0.000413 | 0 | 0.000716 | 0.001436 | 0.002677 | 0.003441 | 0.004124 | 0.004845 | 0.005592 | 0.006113 | 0.006481 | 0.007084 | 0.006967
-0.023905 | -0.022519 | -0.021383 | -0.0201 | -0.018979 | -0.017775 | -0.016764 | -0.016 | -0.015088 | -0.014186 | -0.013468 | -0.01248 | -0.011406 | -0.010075 | -0.008617 | -0.007569 | -0.006374 | -0.0055 | -0.004565 | -0.003385 | -0.002404 | -0.001556 | -0.000764 | -0.000323 | 0 | 0.000727 | 0.001484 | 0.002767 | 0.003418 | 0.004001 | 0.004698 | 0.005478 | 0.005959 | 0.006262 | 0.006807 | 0.006728
-0.022783 | -0.0215 | -0.0204 | -0.019183 | -0.018176 | -0.017017 | -0.016052 | -0.015336 | -0.014395 | -0.013496 | -0.01284 | -0.011905 | -0.010853 | -0.009507 | -0.008162 | -0.007149 | -0.006148 | -0.005243 | -0.004314 | -0.003247 | -0.002277 | -0.001622 | -0.000836 | -0.000321 | 0 | 0.000722 | 0.001408 | 0.002529 | 0.003175 | 0.003791 | 0.004364 | 0.005111 | 0.005603 | 0.005888 | 0.006348 | 0.006231
-0.021273 | -0.020146 | -0.019145 | -0.018058 | -0.01715 | -0.016017 | -0.015066 | -0.014401 | -0.013548 | -0.012753 | -0.012118 | -0.011248 | -0.0103 | -0.009061 | -0.007738 | -0.006807 | -0.005899 | -0.004992 | -0.004046 | -0.003203 | -0.00225 | -0.001543 | -0.000808 | -0.000356 | 0 | 0.000534 | 0.001263 | 0.002382 | 0.002908 | 0.003505 | 0.004107 | 0.004766 | 0.005191 | 0.00552 | 0.005906 | 0.005794
-0.020055 | -0.019052 | -0.01815 | -0.01711 | -0.016254 | -0.015239 | -0.014305 | -0.013686 | -0.012871 | -0.012111 | -0.011574 | -0.010723 | -0.00974 | -0.008542 | -0.007345 | -0.006424 | -0.005495 | -0.004781 | -0.003926 | -0.002933 | -0.002145 | -0.001461 | -0.000783 | -0.000411 | 0 | 0.00057 | 0.001189 | 0.002287 | 0.002789 | 0.003402 | 0.003916 | 0.004568 | 0.004943 | 0.005274 | 0.005628 | 0.005578
-0.018855 | -0.017899 | -0.017043 | -0.016077 | -0.01524 | -0.014295 | -0.013452 | -0.012789 | -0.012026 | -0.011303 | -0.01074 | -0.010003 | -0.009058 | -0.007872 | -0.006806 | -0.005964 | -0.005155 | -0.004315 | -0.003587 | -0.002644 | -0.001814 | -0.001226 | -0.000541 | -0.000254 | 0 | 0.000611 | 0.001248 | 0.002283 | 0.002832 | 0.003319 | 0.00389 | 0.004482 | 0.004917 | 0.005133 | 0.005479 | 0.00536
-0.018238 | -0.017309 | -0.016543 | -0.015588 | -0.014804 | -0.013905 | -0.013128 | -0.012516 | -0.011756 | -0.011056 | -0.010508 | -0.009757 | -0.008905 | -0.007849 | -0.006701 | -0.005953 | -0.005139 | -0.004381 | -0.003591 | -0.002795 | -0.001953 | -0.001332 | -0.000729 | -0.000253 | 0 | 0.000522 | 0.00114 | 0.002083 | 0.002659 | 0.003142 | 0.003718 | 0.004253 | 0.004617 | 0.00485 | 0.005238 | 0.00511
-0.0173 | -0.016455 | -0.015792 | -0.014873 | -0.014139 | -0.013294 | -0.012575 | -0.011956 | -0.011279 | -0.010636 | -0.010104 | -0.009421 | -0.008563 | -0.007522 | -0.006508 | -0.005701 | -0.004899 | -0.004235 | -0.003513 | -0.002628 | -0.00183 | -0.001241 | -0.000648 | -0.000362 | 0 | 0.000562 | 0.001137 | 0.002114 | 0.002632 | 0.003174 | 0.003687 | 0.004152 | 0.004585 | 0.004795 | 0.005086 | 0.004957
-0.01669 | -0.015929 | -0.015246 | -0.014449 | -0.01377 | -0.012928 | -0.012168 | -0.011639 | -0.010985 | -0.010348 | -0.00983 | -0.009077 | -0.008325 | -0.007285 | -0.006288 | -0.00558 | -0.004832 | -0.004134 | -0.003397 | -0.002566 | -0.001861 | -0.001228 | -0.000626 | -0.00034 | 0 | 0.000543 | 0.001195 | 0.002139 | 0.002662 | 0.003141 | 0.003659 | 0.004179 | 0.004466 | 0.004728 | 0.005048 | 0.004882
-0.016288 | -0.015565 | -0.014925 | -0.014145 | -0.013458 | -0.012667 | -0.011983 | -0.011453 | -0.010849 | -0.010195 | -0.009726 | -0.009075 | -0.008281 | -0.007275 | -0.006242 | -0.005506 | -0.004804 | -0.004075 | -0.003379 | -0.002568 | -0.00185 | -0.00124 | -0.000669 | -0.000352 | 0 | 0.000505 | 0.001101 | 0.00202 | 0.002532 | 0.003002 | 0.003543 | 0.004017 | 0.004277 | 0.004507 | 0.004754 | 0.004696
-0.015665 | -0.01498 | -0.014413 | -0.013617 | -0.012989 | -0.012271 | -0.011536 | -0.011001 | -0.010409 | -0.009813 | -0.009312 | -0.008685 | -0.007947 | -0.006915 | -0.006026 | -0.005268 | -0.004626 | -0.003965 | -0.003279 | -0.002505 | -0.001837 | -0.001248 | -0.000666 | -0.000342 | 0 | 0.000487 | 0.001085 | 0.002009 | 0.002456 | 0.002958 | 0.003443 | 0.003887 | 0.004154 | 0.004405 | 0.004634 | 0.004502
-0.01511 | -0.014488 | -0.013924 | -0.013236 | -0.012598 | -0.011867 | -0.011202 | -0.010743 | -0.010117 | -0.009504 | -0.009134 | -0.008521 | -0.007767 | -0.006799 | -0.005905 | -0.005222 | -0.00457 | -0.003906 | -0.003242 | -0.002525 | -0.001816 | -0.001223 | -0.00063 | -0.000374 | 0 | 0.000463 | 0.001068 | 0.001913 | 0.002447 | 0.00286 | 0.003292 | 0.003735 | 0.004026 | 0.004225 | 0.004465 | 0.004305
-0.01463 | -0.013992 | -0.013468 | -0.012778 | -0.012166 | -0.011493 | -0.010843 | -0.010409 | -0.009837 | -0.009286 | -0.008791 | -0.008281 | -0.007528 | -0.006587 | -0.00572 | -0.005064 | -0.004447 | -0.003807 | -0.003233 | -0.002432 | -0.001782 | -0.001231 | -0.000681 | -0.0003 | 0 | 0.000464 | 0.001024 | 0.001913 | 0.002385 | 0.002804 | 0.00321 | 0.003654 | 0.0039 | 0.00409 | 0.004293 | 0.004171
-0.014146 | -0.013575 | -0.013065 | -0.012397 | -0.011853 | -0.011177 | -0.010545 | -0.010097 | -0.009585 | -0.008965 | -0.008531 | -0.007969 | -0.007244 | -0.006334 | -0.005523 | -0.004876 | -0.004293 | -0.0037 | -0.003064 | -0.002342 | -0.001668 | -0.001163 | -0.000582 | -0.000282 | 0 | 0.000516 | 0.001103 | 0.001911 | 0.002358 | 0.002813 | 0.003248 | 0.003614 | 0.003904 | 0.004047 | 0.004305 | 0.004152
-0.013567 | -0.013052 | -0.01263 | -0.012035 | -0.011518 | -0.010858 | -0.010242 | -0.009784 | -0.009297 | -0.008769 | -0.008329 | -0.007799 | -0.007122 | -0.006278 | -0.005505 | -0.004852 | -0.004274 | -0.003696 | -0.00309 | -0.002375 | -0.001728 | -0.001193 | -0.000671 | -0.000389 | 0 | 0.000386 | 0.000992 | 0.001775 | 0.002259 | 0.002645 | 0.003055 | 0.00345 | 0.003691 | 0.003866 | 0.004039 | 0.003918
-0.013005 | -0.012529 | -0.012133 | -0.01157 | -0.011064 | -0.01046 | -0.009906 | -0.009498 | -0.009015 | -0.008504 | -0.008065 | -0.007558 | -0.006896 | -0.006055 | -0.005272 | -0.004686 | -0.004126 | -0.003556 | -0.002945 | -0.00226 | -0.00163 | -0.001135 | -0.000584 | -0.00029 | 0 | 0.000454 | 0.001036 | 0.001846 | 0.00226 | 0.002651 | 0.003059 | 0.003456 | 0.003686 | 0.003803 | 0.004005 | 0.003869
-0.012472 | -0.012037 | -0.011628 | -0.011105 | -0.010621 | -0.010087 | -0.00954 | -0.009148 | -0.008642 | -0.008176 | -0.007818 | -0.00732 | -0.006667 | -0.005866 | -0.005116 | -0.004535 | -0.003973 | -0.003481 | -0.002897 | -0.002269 | -0.001606 | -0.001118 | -0.000626 | -0.000282 | 0 | 0.000399 | 0.000983 | 0.001754 | 0.002182 | 0.002558 | 0.002923 | 0.003256 | 0.003492 | 0.003624 | 0.003826 | 0.003656
-0.012441 | -0.011946 | -0.011543 | -0.011026 | -0.010537 | -0.009966 | -0.009407 | -0.008994 | -0.008576 | -0.008123 | -0.007696 | -0.007232 | -0.006606 | -0.005776 | -0.005063 | -0.004527 | -0.003975 | -0.003436 | -0.002873 | -0.002216 | -0.001608 | -0.001044 | -0.000662 | -0.000358 | 0 | 0.00038 | 0.000921 | 0.001665 | 0.002119 | 0.002473 | 0.002837 | 0.003175 | 0.00339 | 0.003527 | 0.003665 | 0.003513
-0.012317 | -0.011827 | -0.011406 | -0.010864 | -0.01038 | -0.009835 | -0.009313 | -0.008911 | -0.008454 | -0.007976 | -0.007559 | -0.007092 | -0.006465 | -0.005672 | -0.004947 | -0.004395 | -0.003846 | -0.003333 | -0.002741 | -0.002137 | -0.001527 | -0.001041 | -0.000563 | -0.000306 | 0 | 0.000414 | 0.000943 | 0.001665 | 0.002101 | 0.002427 | 0.002805 | 0.003117 | 0.00329 | 0.00343 | 0.003556 | 0.003426
-0.012099 | -0.011594 | -0.01119 | -0.010661 | -0.010188 | -0.00962 | -0.009106 | -0.00871 | -0.008272 | -0.00778 | -0.007391 | -0.006933 | -0.006332 | -0.005524 | -0.004793 | -0.00423 | -0.003704 | -0.003198 | -0.002664 | -0.002066 | -0.001462 | -0.001003 | -0.000549 | -0.000253 | 0 | 0.000429 | 0.000952 | 0.001663 | 0.002087 | 0.002401 | 0.00273 | 0.003053 | 0.003216 | 0.00334 | 0.003481 | 0.003347
-0.011958 | -0.011461 | -0.011053 | -0.01054 | -0.010066 | -0.009502 | -0.009014 | -0.008614 | -0.008166 | -0.007713 | -0.007326 | -0.006853 | -0.006215 | -0.005442 | -0.004733 | -0.004191 | -0.003698 | -0.003168 | -0.002639 | -0.002013 | -0.001452 | -0.000986 | -0.00053 | -0.000221 | 0 | 0.000387 | 0.000936 | 0.001618 | 0.001986 | 0.002334 | 0.002639 | 0.00295 | 0.003121 | 0.003215 | 0.003383 | 0.003204
-0.011784 | -0.011281 | -0.010848 | -0.010325 | -0.009865 | -0.009335 | -0.008835 | -0.008428 | -0.007999 | -0.007508 | -0.007143 | -0.006698 | -0.006087 | -0.005283 | -0.004622 | -0.004079 | -0.00358 | -0.003081 | -0.002548 | -0.001998 | -0.001427 | -0.000974 | -0.000561 | -0.000302 | 0 | 0.000327 | 0.000867 | 0.001539 | 0.001905 | 0.002231 | 0.002536 | 0.002806 | 0.002964 | 0.003091 | 0.003217 | 0.003044
-0.011491 | -0.011018 | -0.010596 | -0.010102 | -0.009641 | -0.00911 | -0.008618 | -0.008222 | -0.007772 | -0.007347 | -0.006973 | -0.006541 | -0.005937 | -0.005171 | -0.004469 | -0.003954 | -0.003457 | -0.002969 | -0.00244 | -0.00184 | -0.001345 | -0.000886 | -0.000493 | -0.000239 | 0 | 0.000382 | 0.000886 | 0.001548 | 0.001872 | 0.0022 | 0.002504 | 0.002773 | 0.002936 | 0.003037 | 0.003175 | 0.003018
-0.011183 | -0.010718 | -0.01035 | -0.009849 | -0.009392 | -0.008862 | -0.008416 | -0.008059 | -0.007635 | -0.007199 | -0.006826 | -0.006382 | -0.005808 | -0.005047 | -0.004373 | -0.003899 | -0.003391 | -0.002906 | -0.00243 | -0.001866 | -0.00135 | -0.000909 | -0.000517 | -0.000269 | 0 | 0.000339 | 0.000848 | 0.001467 | 0.001842 | 0.002123 | 0.002404 | 0.002689 | 0.00282 | 0.00291 | 0.003057 | 0.002904
-0.010977 | -0.010537 | -0.010153 | -0.009693 | -0.009257 | -0.008747 | -0.008289 | -0.00793 | -0.007521 | -0.007086 | -0.006716 | -0.006264 | -0.005696 | -0.004945 | -0.004306 | -0.003798 | -0.003347 | -0.002849 | -0.002379 | -0.0018 | -0.001288 | -0.000896 | -0.000512 | -0.000259 | 0 | 0.000338 | 0.000834 | 0.001474 | 0.00181 | 0.002093 | 0.002367 | 0.002611 | 0.002785 | 0.002877 | 0.00301 | 0.002849
-0.010941 | -0.010501 | -0.0101 | -0.009628 | -0.009177 | -0.008657 | -0.008204 | -0.007823 | -0.007402 | -0.007004 | -0.006618 | -0.006208 | -0.005626 | -0.00491 | -0.004233 | -0.003785 | -0.00331 | -0.002843 | -0.002368 | -0.001817 | -0.001295 | -0.000895 | -0.000515 | -0.000242 | 0 | 0.00035 | 0.00081 | 0.00143 | 0.001774 | 0.002064 | 0.002328 | 0.002565 | 0.002705 | 0.002815 | 0.002919 | 0.002764
-0.012224 | -0.011735 | -0.011241 | -0.010661 | -0.01014 | -0.009589 | -0.00909 | -0.00861 | -0.008143 | -0.007703 | -0.007285 | -0.006802 | -0.006176 | -0.005368 | -0.004659 | -0.004125 | -0.00358 | -0.003071 | -0.002549 | -0.001966 | -0.001401 | -0.000928 | -0.000532 | -0.000263 | 0 | 0.000322 | 0.000765 | 0.001262 | 0.001599 | 0.001828 | 0.002049 | 0.002291 | 0.002415 | 0.002537 | 0.002646 | 0.002513
-0.012134 | -0.01163 | -0.011149 | -0.010624 | -0.010086 | -0.009553 | -0.009039 | -0.008596 | -0.008134 | -0.007686 | -0.007274 | -0.006791 | -0.006147 | -0.005346 | -0.004657 | -0.004109 | -0.003644 | -0.003106 | -0.00258 | -0.00199 | -0.001429 | -0.000947 | -0.000523 | -0.000267 | 0 | 0.000326 | 0.000733 | 0.001281 | 0.00158 | 0.001813 | 0.002018 | 0.002259 | 0.002387 | 0.002501 | 0.00261 | 0.002441
-0.01207 | -0.01153 | -0.011035 | -0.010483 | -0.009928 | -0.00936 | -0.00885 | -0.008432 | -0.008017 | -0.007555 | -0.007178 | -0.006704 | -0.006088 | -0.005268 | -0.004584 | -0.004083 | -0.003553 | -0.003075 | -0.002526 | -0.001957 | -0.001406 | -0.000963 | -0.000563 | -0.000279 | 0 | 0.000309 | 0.000707 | 0.001224 | 0.001508 | 0.001731 | 0.001932 | 0.002126 | 0.002269 | 0.002389 | 0.002493 | 0.002334
-0.012201 | -0.01166 | -0.011153 | -0.010577 | -0.010056 | -0.009502 | -0.008987 | -0.008519 | -0.008082 | -0.007634 | -0.007231 | -0.00673 | -0.006086 | -0.005312 | -0.004625 | -0.004076 | -0.003568 | -0.003033 | -0.002535 | -0.001937 | -0.001396 | -0.000938 | -0.000557 | -0.000242 | 0 | 0.000315 | 0.000731 | 0.001247 | 0.001527 | 0.001755 | 0.001946 | 0.002164 | 0.002267 | 0.002383 | 0.002493 | 0.002309
-0.011998 | -0.011426 | -0.010943 | -0.010412 | -0.009905 | -0.009361 | -0.008842 | -0.008398 | -0.007948 | -0.007489 | -0.007097 | -0.00662 | -0.005986 | -0.005223 | -0.004517 | -0.004007 | -0.003517 | -0.002966 | -0.002424 | -0.00187 | -0.001355 | -0.000881 | -0.000507 | -0.000194 | 0 | 0.000324 | 0.000738 | 0.001248 | 0.001538 | 0.001739 | 0.001916 | 0.002137 | 0.002255 | 0.002356 | 0.002467 | 0.002297
-0.011943 | -0.011367 | -0.010896 | -0.01034 | -0.009809 | -0.009258 | -0.008731 | -0.008303 | -0.007882 | -0.00744 | -0.007017 | -0.006606 | -0.005963 | -0.005185 | -0.004502 | -0.003985 | -0.003493 | -0.002995 | -0.002457 | -0.001916 | -0.001366 | -0.000935 | -0.000539 | -0.000261 | 0 | 0.000325 | 0.000716 | 0.00122 | 0.001517 | 0.001707 | 0.001899 | 0.002093 | 0.00221 | 0.002313 | 0.002389 | 0.002233
-0.011217 | -0.010796 | -0.01044 | -0.009942 | -0.009551 | -0.009052 | -0.008576 | -0.008188 | -0.007807 | -0.007384 | -0.007009 | -0.006531 | -0.005884 | -0.005089 | -0.004375 | -0.003835 | -0.003346 | -0.002859 | -0.002347 | -0.001805 | -0.001296 | -0.000895 | -0.000466 | -0.000247 | 0 | 0.000286 | 0.000686 | 0.001207 | 0.001439 | 0.001645 | 0.001835 | 0.001983 | 0.002101 | 0.002199 | 0.002301 | 0.002136
-0.011214 | -0.010635 | -0.010159 | -0.009643 | -0.009141 | -0.00862 | -0.008134 | -0.007711 | -0.007291 | -0.006869 | -0.006476 | -0.00606 | -0.005495 | -0.00478 | -0.004168 | -0.003652 | -0.0032 | -0.002775 | -0.00228 | -0.001743 | -0.001247 | -0.000852 | -0.000486 | -0.000239 | 0 | 0.000301 | 0.000715 | 0.001239 | 0.001471 | 0.001674 | 0.001827 | 0.001982 | 0.002104 | 0.002179 | 0.002291 | 0.002122
-0.011146 | -0.010547 | -0.010065 | -0.009504 | -0.00903 | -0.008535 | -0.008028 | -0.00765 | -0.007273 | -0.006869 | -0.006506 | -0.006074 | -0.005453 | -0.004739 | -0.004082 | -0.003598 | -0.003151 | -0.002702 | -0.002244 | -0.001715 | -0.001252 | -0.000851 | -0.00049 | -0.000245 | 0 | 0.000265 | 0.000669 | 0.001171 | 0.001461 | 0.001746 | 0.001942 | 0.002117 | 0.002225 | 0.002307 | 0.002427 | 0.002248
-0.010693 | -0.010139 | -0.009695 | -0.009213 | -0.008769 | -0.008263 | -0.007793 | -0.007401 | -0.007003 | -0.006576 | -0.006224 | -0.005822 | -0.005258 | -0.004521 | -0.003911 | -0.003448 | -0.003012 | -0.002565 | -0.0021 | -0.001611 | -0.001157 | -0.000781 | -0.000439 | -0.00026 | 0 | 0.000308 | 0.000706 | 0.001216 | 0.001533 | 0.001778 | 0.001945 | 0.002083 | 0.002191 | 0.002293 | 0.002411 | 0.00223
-0.010405 | -0.009832 | -0.009408 | -0.008908 | -0.008451 | -0.008027 | -0.007559 | -0.007186 | -0.006803 | -0.006389 | -0.006075 | -0.00565 | -0.005145 | -0.004455 | -0.003857 | -0.003383 | -0.002929 | -0.002498 | -0.002048 | -0.001578 | -0.001162 | -0.000766 | -0.000448 | -0.000241 | 0 | 0.000269 | 0.000674 | 0.00115 | 0.001421 | 0.00162 | 0.001809 | 0.001987 | 0.002132 | 0.002216 | 0.002293 | 0.002132
-0.010101 | -0.009553 | -0.009147 | -0.008641 | -0.008202 | -0.007738 | -0.007339 | -0.006972 | -0.006601 | -0.006205 | -0.005887 | -0.005451 | -0.004881 | -0.004193 | -0.003625 | -0.003194 | -0.002762 | -0.002375 | -0.001948 | -0.001477 | -0.001074 | -0.000719 | -0.000391 | -0.000185 | 0 | 0.000289 | 0.00065 | 0.001137 | 0.00141 | 0.001597 | 0.001801 | 0.002014 | 0.002112 | 0.002207 | 0.002299 | 0.00213
-0.009785 | -0.00923 | -0.008823 | -0.008359 | -0.007929 | -0.007452 | -0.007007 | -0.006647 | -0.006316 | -0.00593 | -0.005619 | -0.005193 | -0.00469 | -0.00404 | -0.003484 | -0.003069 | -0.002664 | -0.002312 | -0.001868 | -0.001406 | -0.001041 | -0.000716 | -0.000422 | -0.000226 | 0 | 0.000272 | 0.000614 | 0.001098 | 0.00137 | 0.001577 | 0.001747 | 0.001935 | 0.002028 | 0.002127 | 0.002217 | 0.002054
-0.009402 | -0.008854 | -0.008467 | -0.008003 | -0.007578 | -0.007133 | -0.006712 | -0.006394 | -0.006039 | -0.005652 | -0.005383 | -0.005004 | -0.00446 | -0.003865 | -0.003313 | -0.002937 | -0.002538 | -0.002208 | -0.0018 | -0.00138 | -0.000982 | -0.000691 | -0.000376 | -0.000217 | 0 | 0.000234 | 0.000582 | 0.001048 | 0.001311 | 0.001527 | 0.001752 | 0.001928 | 0.002067 | 0.00215 | 0.00223 | 0.002084
-0.0092 | -0.008667 | -0.008275 | -0.007839 | -0.007432 | -0.007024 | -0.006624 | -0.006276 | -0.005973 | -0.005622 | -0.005323 | -0.004938 | -0.00446 | -0.003845 | -0.003305 | -0.002936 | -0.002537 | -0.002184 | -0.001782 | -0.001368 | -0.001015 | -0.000685 | -0.000347 | -0.000206 | 0 | 0.000247 | 0.000605 | 0.001076 | 0.001367 | 0.001574 | 0.001801 | 0.001972 | 0.002103 | 0.002199 | 0.002293 | 0.002135
-0.009074 | -0.008572 | -0.008217 | -0.007784 | -0.00736 | -0.006946 | -0.006526 | -0.006195 | -0.00585 | -0.005484 | -0.00521 | -0.004851 | -0.004368 | -0.003777 | -0.003224 | -0.002862 | -0.002462 | -0.002091 | -0.001719 | -0.001319 | -0.000944 | -0.000644 | -0.00033 | -0.000166 | 0 | 0.000242 | 0.000612 | 0.001095 | 0.001369 | 0.001634 | 0.001832 | 0.002025 | 0.002174 | 0.00225 | 0.002333 | 0.002192
-0.009124 | -0.008593 | -0.008217 | -0.007732 | -0.007328 | -0.00694 | -0.006526 | -0.006207 | -0.005875 | -0.005494 | -0.005222 | -0.004824 | -0.004347 | -0.003753 | -0.00322 | -0.002849 | -0.002502 | -0.002094 | -0.001754 | -0.00137 | -0.000974 | -0.000653 | -0.000364 | -0.000201 | 0 | 0.00024 | 0.000561 | 0.001062 | 0.001335 | 0.001559 | 0.001788 | 0.002013 | 0.00215 | 0.002238 | 0.002312 | 0.002168
-0.008819 | -0.00828 | -0.007873 | -0.007414 | -0.007026 | -0.006626 | -0.006224 | -0.005923 | -0.005605 | -0.00525 | -0.004991 | -0.004604 | -0.004159 | -0.003581 | -0.003064 | -0.002706 | -0.002363 | -0.001991 | -0.001646 | -0.001252 | -0.00089 | -0.000604 | -0.00036 | -0.000195 | 0 | 0.000277 | 0.000609 | 0.00109 | 0.001335 | 0.001614 | 0.00182 | 0.002032 | 0.002176 | 0.002238 | 0.00234 | 0.002193
-0.008795 | -0.008293 | -0.007931 | -0.007502 | -0.007098 | -0.006705 | -0.006278 | -0.005977 | -0.005641 | -0.005276 | -0.005006 | -0.004656 | -0.004211 | -0.00363 | -0.00312 | -0.002713 | -0.002381 | -0.002042 | -0.001672 | -0.001251 | -0.000931 | -0.00062 | -0.000351 | -0.000162 | 0 | 0.000261 | 0.000584 | 0.001074 | 0.001375 | 0.00161 | 0.001831 | 0.002025 | 0.002165 | 0.002265 | 0.002352 | 0.002189
-0.008851 | -0.008313 | -0.007942 | -0.007467 | -0.007084 | -0.006712 | -0.006294 | -0.00599 | -0.005669 | -0.005322 | -0.005046 | -0.00466 | -0.004208 | -0.00364 | -0.003098 | -0.002708 | -0.002381 | -0.002027 | -0.001665 | -0.001246 | -0.000887 | -0.000602 | -0.000321 | -0.00014 | 0 | 0.000261 | 0.000607 | 0.001117 | 0.001395 | 0.001644 | 0.001868 | 0.00209 | 0.002217 | 0.002336 | 0.002403 | 0.002246
-0.008946 | -0.0084 | -0.008 | -0.007542 | -0.007145 | -0.006728 | -0.006304 | -0.006021 | -0.005712 | -0.005333 | -0.005071 | -0.004682 | -0.004229 | -0.003655 | -0.003128 | -0.002722 | -0.002412 | -0.002073 | -0.001667 | -0.00129 | -0.000906 | -0.000654 | -0.000308 | -0.000174 | 0 | 0.000266 | 0.000645 | 0.001124 | 0.001413 | 0.001625 | 0.001876 | 0.00211 | 0.002241 | 0.002317 | 0.002424 | 0.002259
-0.008983 | -0.008401 | -0.00802 | -0.007552 | -0.00714 | -0.006725 | -0.006322 | -0.006038 | -0.005698 | -0.005343 | -0.005088 | -0.004708 | -0.004234 | -0.003661 | -0.003173 | -0.002791 | -0.002406 | -0.002071 | -0.00171 | -0.001303 | -0.000945 | -0.000647 | -0.000331 | -0.000205 | 0 | 0.000222 | 0.000597 | 0.001084 | 0.001378 | 0.001602 | 0.001817 | 0.002069 | 0.002157 | 0.002246 | 0.00235 | 0.002189
-0.008807 | -0.008236 | -0.007845 | -0.007376 | -0.006982 | -0.006601 | -0.00622 | -0.00591 | -0.005597 | -0.005239 | -0.004991 | -0.004593 | -0.004145 | -0.003589 | -0.003083 | -0.002677 | -0.00237 | -0.002034 | -0.001681 | -0.00128 | -0.000889 | -0.000604 | -0.000307 | -0.000107 | 0 | 0.00027 | 0.000622 | 0.001129 | 0.001361 | 0.00159 | 0.001848 | 0.002047 | 0.00217 | 0.002244 | 0.002329 | 0.002162
-0.008549 | -0.007966 | -0.007582 | -0.007121 | -0.00676 | -0.006361 | -0.005964 | -0.005709 | -0.005405 | -0.005074 | -0.004809 | -0.004424 | -0.004025 | -0.003495 | -0.002948 | -0.002631 | -0.002293 | -0.001946 | -0.001584 | -0.001221 | -0.000867 | -0.000595 | -0.000283 | -0.000143 | 0 | 0.000239 | 0.000604 | 0.001072 | 0.001367 | 0.00159 | 0.001848 | 0.002021 | 0.002162 | 0.002211 | 0.002289 | 0.002128
-0.008372 | -0.0078 | -0.007455 | -0.007006 | -0.006627 | -0.006247 | -0.005894 | -0.005611 | -0.005336 | -0.004982 | -0.00477 | -0.004398 | -0.003985 | -0.003448 | -0.002917 | -0.002618 | -0.002277 | -0.001971 | -0.001634 | -0.001237 | -0.000919 | -0.00065 | -0.000289 | -0.000194 | 0 | 0.000245 | 0.000583 | 0.0011 | 0.001348 | 0.001572 | 0.001778 | 0.00199 | 0.002093 | 0.002155 | 0.00225 | 0.002074
-0.008187 | -0.007605 | -0.00724 | -0.006809 | -0.006464 | -0.006078 | -0.005731 | -0.005476 | -0.005157 | -0.00484 | -0.004632 | -0.004264 | -0.003838 | -0.003322 | -0.002857 | -0.002518 | -0.002206 | -0.00188 | -0.001617 | -0.001215 | -0.00082 | -0.000568 | -0.000207 | -0.000165 | 0 | 0.000244 | 0.000611 | 0.001088 | 0.001311 | 0.001556 | 0.001797 | 0.001948 | 0.002062 | 0.002102 | 0.00222 | 0.002009
-0.008018 | -0.007446 | -0.007132 | -0.00667 | -0.006329 | -0.00595 | -0.005612 | -0.00539 | -0.005088 | -0.004805 | -0.004592 | -0.004253 | -0.003815 | -0.003307 | -0.002822 | -0.002541 | -0.002191 | -0.001896 | -0.001559 | -0.001202 | -0.000866 | -0.000606 | -0.000284 | -0.000172 | 0 | 0.0002 | 0.000527 | 0.001056 | 0.001273 | 0.001482 | 0.001721 | 0.001913 | 0.002027 | 0.002078 | 0.002156 | 0.001977
-0.007731 | -0.007193 | -0.006849 | -0.006435 | -0.006122 | -0.005768 | -0.005443 | -0.005228 | -0.00494 | -0.004636 | -0.004449 | -0.004114 | -0.003722 | -0.003197 | -0.002725 | -0.002475 | -0.002147 | -0.001869 | -0.00155 | -0.001156 | -0.000871 | -0.000505 | -0.000246 | -0.00015 | 0 | 0.000252 | 0.000566 | 0.001102 | 0.001334 | 0.001545 | 0.001766 | 0.001961 | 0.002077 | 0.002089 | 0.002189 | 0.001992
-0.00745 | -0.006924 | -0.00659 | -0.006214 | -0.005903 | -0.005568 | -0.005281 | -0.005058 | -0.004788 | -0.0045 | -0.004309 | -0.004015 | -0.003587 | -0.003119 | -0.002677 | -0.002394 | -0.002133 | -0.001811 | -0.001458 | -0.00113 | -0.000771 | -0.000591 | -0.000274 | -0.000125 | 0 | 0.000311 | 0.000616 | 0.001115 | 0.001345 | 0.001573 | 0.001767 | 0.001951 | 0.00206 | 0.002094 | 0.002187 | 0.001962
-0.00735 | -0.006868 | -0.006556 | -0.006177 | -0.005903 | -0.005566 | -0.005241 | -0.005092 | -0.004798 | -0.004553 | -0.004348 | -0.004032 | -0.003646 | -0.0032 | -0.002674 | -0.002426 | -0.002166 | -0.001866 | -0.001544 | -0.001188 | -0.000856 | -0.000561 | -0.000293 | -0.000159 | 0 | 0.000198 | 0.000555 | 0.001103 | 0.001307 | 0.00152 | 0.001709 | 0.001914 | 0.002017 | 0.002028 | 0.002161 | 0.001909
-0.007454 | -0.00697 | -0.006667 | -0.006256 | -0.005993 | -0.00563 | -0.005335 | -0.005179 | -0.004829 | -0.004586 | -0.004383 | -0.004041 | -0.003642 | -0.003209 | -0.002727 | -0.002423 | -0.002151 | -0.001854 | -0.001468 | -0.001137 | -0.000811 | -0.000571 | -0.00021 | -0.000117 | 0 | 0.000292 | 0.000601 | 0.001133 | 0.001364 | 0.001555 | 0.00178 | 0.00192 | 0.002032 | 0.002099 | 0.002146 | 0.001954
-0.007486 | -0.006945 | -0.006639 | -0.006238 | -0.005921 | -0.005562 | -0.005279 | -0.005051 | -0.004805 | -0.004531 | -0.004373 | -0.004013 | -0.003608 | -0.003122 | -0.002646 | -0.002403 | -0.002104 | -0.001793 | -0.001476 | -0.001137 | -0.000763 | -0.000506 | -0.000228 | -0.000104 | 0 | 0.000231 | 0.000613 | 0.001128 | 0.001341 | 0.001564 | 0.001706 | 0.001884 | 0.002011 | 0.001995 | 0.002117 | 0.001879
-0.007663 | -0.007147 | -0.006799 | -0.006323 | -0.005999 | -0.005683 | -0.005403 | -0.005176 | -0.00491 | -0.004609 | -0.004428 | -0.00403 | -0.003645 | -0.003186 | -0.002698 | -0.002393 | -0.002112 | -0.001822 | -0.001496 | -0.001138 | -0.00079 | -0.000552 | -0.000258 | -0.000218 | 0 | 0.000294 | 0.000536 | 0.001071 | 0.001289 | 0.001472 | 0.001614 | 0.001847 | 0.001925 | 0.00195 | 0.002047 | 0.001826
-0.007504 | -0.006972 | -0.006595 | -0.006182 | -0.005836 | -0.005562 | -0.005202 | -0.005016 | -0.004754 | -0.004433 | -0.004288 | -0.003898 | -0.003482 | -0.003128 | -0.002588 | -0.0023 | -0.002007 | -0.001696 | -0.00142 | -0.00105 | -0.000746 | -0.000525 | -0.000124 | -9.9e-05 | 0 | 0.000203 | 0.000553 | 0.001053 | 0.001267 | 0.0015 | 0.001596 | 0.001804 | 0.001842 | 0.001861 | 0.001982 | 0.001776
-0.007455 | -0.006913 | -0.006611 | -0.006141 | -0.00581 | -0.005465 | -0.005165 | -0.004987 | -0.004677 | -0.004453 | -0.004327 | -0.00392 | -0.003568 | -0.003123 | -0.002599 | -0.00231 | -0.002025 | -0.001684 | -0.0014 | -0.001109 | -0.000776 | -0.000504 | -0.000238 | -0.000123 | 0 | 0.000225 | 0.000536 | 0.00109 | 0.001254 | 0.001462 | 0.001653 | 0.001802 | 0.001921 | 0.001895 | 0.002045 | 0.001792
-0.007357 | -0.006804 | -0.00645 | -0.006017 | -0.005717 | -0.005387 | -0.005039 | -0.004932 | -0.004613 | -0.00432 | -0.004198 | -0.00379 | -0.003442 | -0.00303 | -0.002521 | -0.00226 | -0.001932 | -0.001648 | -0.001381 | -0.001028 | -0.000745 | -0.000524 | -0.000194 | -0.000119 | 0 | 0.000227 | 0.000522 | 0.001115 | 0.001191 | 0.001426 | 0.001596 | 0.001764 | 0.001858 | 0.001906 | 0.001987 | 0.001764
-0.007308 | -0.006757 | -0.006406 | -0.005933 | -0.005645 | -0.005338 | -0.005036 | -0.00484 | -0.004496 | -0.004202 | -0.004126 | -0.003724 | -0.003354 | -0.002912 | -0.002485 | -0.002149 | -0.001865 | -0.001666 | -0.001344 | -0.001018 | -0.000674 | -0.000394 | -0.000132 | -8.5e-05 | 0 | 0.00025 | 0.000528 | 0.001071 | 0.001265 | 0.001474 | 0.001584 | 0.001754 | 0.001898 | 0.001839 | 0.002031 | 0.001784
-0.007416 | -0.006889 | -0.006572 | -0.006085 | -0.005769 | -0.00543 | -0.005104 | -0.004959 | -0.004607 | -0.004388 | -0.004238 | -0.003833 | -0.003466 | -0.003061 | -0.002476 | -0.002228 | -0.001944 | -0.001654 | -0.001399 | -0.001 | -0.000684 | -0.000501 | -0.000267 | -0.000128 | 0 | 0.00023 | 0.000553 | 0.001085 | 0.001242 | 0.001414 | 0.001595 | 0.001771 | 0.001886 | 0.001883 | 0.002032 | 0.001792
-0.007597 | -0.007038 | -0.006701 | -0.006166 | -0.005855 | -0.005538 | -0.005197 | -0.005049 | -0.004688 | -0.004425 | -0.004305 | -0.003826 | -0.003482 | -0.003053 | -0.00252 | -0.002259 | -0.001928 | -0.001699 | -0.001411 | -0.001035 | -0.000765 | -0.00048 | -0.000105 | 3e-05 | 0 | 0.000277 | 0.000508 | 0.001153 | 0.001224 | 0.001511 | 0.001646 | 0.001813 | 0.001906 | 0.00189 | 0.002093 | 0.001817
-0.007726 | -0.007143 | -0.00678 | -0.006259 | -0.00593 | -0.005578 | -0.00529 | -0.005058 | -0.004735 | -0.004457 | -0.00433 | -0.003981 | -0.003598 | -0.003149 | -0.00265 | -0.002354 | -0.002006 | -0.001704 | -0.001429 | -0.001052 | -0.000834 | -0.000587 | -0.000172 | -0.000184 | 0 | 0.000236 | 0.00045 | 0.001036 | 0.001196 | 0.001475 | 0.001584 | 0.001707 | 0.001853 | 0.001794 | 0.002015 | 0.001779
-0.007446 | -0.006919 | -0.006632 | -0.006071 | -0.005814 | -0.005448 | -0.005137 | -0.00505 | -0.004697 | -0.00445 | -0.004247 | -0.003816 | -0.003454 | -0.003051 | -0.002479 | -0.00231 | -0.001878 | -0.001622 | -0.001254 | -0.000966 | -0.000691 | -0.000496 | -4.6e-05 | 9e-06 | 0 | 0.000273 | 0.000566 | 0.001124 | 0.001247 | 0.001444 | 0.001576 | 0.001764 | 0.001787 | 0.001842 | 0.002024 | 0.001782
-0.007618 | -0.007067 | -0.006665 | -0.006156 | -0.005888 | -0.005503 | -0.0052 | -0.005042 | -0.004692 | -0.004385 | -0.004333 | -0.00382 | -0.003405 | -0.003098 | -0.002556 | -0.002172 | -0.001902 | -0.00155 | -0.001305 | -0.000951 | -0.000649 | -0.000343 | -9.4e-05 | 1.6e-05 | 0 | 0.000324 | 0.000541 | 0.001119 | 0.001185 | 0.001305 | 0.001434 | 0.001668 | 0.001723 | 0.001699 | 0.001891 | 0.001688
-0.006911 | -0.006439 | -0.006177 | -0.005687 | -0.005387 | -0.005068 | -0.004813 | -0.004738 | -0.004356 | -0.004054 | -0.003992 | -0.003604 | -0.003259 | -0.002871 | -0.002351 | -0.002028 | -0.001749 | -0.001522 | -0.001163 | -0.000859 | -0.000588 | -0.00044 | -6.1e-05 | -6.6e-05 | 0 | 0.000254 | 0.000366 | 0.000924 | 0.000983 | 0.001102 | 0.001198 | 0.001329 | 0.001459 | 0.001502 | 0.001599 | 0.001419

## ACS127_CC_tcarray
0.017595 | 0.019026 | 0.021265 | 0.021527 | 0.020805 | 0.020538 | 0.019978 | 0.018482 | 0.017527 | 0.016252 | 0.016598 | 0.014531 | 0.014174 | 0.014265 | 0.012568 | 0.011632 | 0.010472 | 0.009592 | 0.008487 | 0.006885 | 0.004949 | 0.003242 | 0.002371 | 0.00029 | 0 | -0.001188 | -0.002939 | -0.004153 | -0.005751 | -0.007056 | -0.009644 | -0.011158 | -0.013073 | -0.014654 | -0.015744 | -0.017774
0.010759 | 0.013653 | 0.015539 | 0.016022 | 0.016635 | 0.017018 | 0.017287 | 0.014962 | 0.014679 | 0.012569 | 0.0124 | 0.011608 | 0.011248 | 0.0114 | 0.01063 | 0.009538 | 0.00987 | 0.008521 | 0.008196 | 0.006733 | 0.004858 | 0.003018 | 0.00218 | 0.001076 | 0 | -0.000853 | -0.001936 | -0.003164 | -0.00486 | -0.00545 | -0.007172 | -0.009067 | -0.010128 | -0.011973 | -0.013067 | -0.014904
0.008522 | 0.010726 | 0.012266 | 0.013266 | 0.013631 | 0.013488 | 0.012822 | 0.0117 | 0.011151 | 0.010405 | 0.01029 | 0.00956 | 0.009865 | 0.010033 | 0.009074 | 0.008736 | 0.008422 | 0.007536 | 0.006927 | 0.005713 | 0.005162 | 0.003039 | 0.002458 | 0.000864 | 0 | -0.000623 | -0.001553 | -0.00229 | -0.003381 | -0.004769 | -0.006219 | -0.007489 | -0.009096 | -0.010656 | -0.011495 | -0.012961
0.005086 | 0.007666 | 0.009687 | 0.010605 | 0.010465 | 0.011063 | 0.010929 | 0.009807 | 0.009657 | 0.008944 | 0.008869 | 0.008339 | 0.008 | 0.00796 | 0.008029 | 0.007206 | 0.007001 | 0.006226 | 0.006042 | 0.005236 | 0.003977 | 0.002704 | 0.001797 | 0.000618 | 0 | -0.000567 | -0.001383 | -0.002084 | -0.003319 | -0.004226 | -0.005678 | -0.006892 | -0.008001 | -0.009344 | -0.010151 | -0.011895
0.002443 | 0.005268 | 0.006779 | 0.007766 | 0.008812 | 0.008931 | 0.008781 | 0.008132 | 0.007497 | 0.00654 | 0.006703 | 0.005946 | 0.006219 | 0.00655 | 0.006338 | 0.006147 | 0.006458 | 0.005356 | 0.005402 | 0.003952 | 0.00337 | 0.001981 | 0.001381 | 0.000546 | 0 | -0.000725 | -0.001429 | -0.002036 | -0.003113 | -0.004182 | -0.005372 | -0.006456 | -0.007589 | -0.008448 | -0.009679 | -0.010766
0.000834 | 0.003195 | 0.005325 | 0.006238 | 0.006526 | 0.006799 | 0.006487 | 0.005881 | 0.005511 | 0.005306 | 0.005191 | 0.004992 | 0.00535 | 0.005576 | 0.005467 | 0.005458 | 0.005556 | 0.004991 | 0.00461 | 0.003852 | 0.003102 | 0.002272 | 0.001038 | 0.000432 | 0 | -0.000505 | -0.001323 | -0.001756 | -0.002563 | -0.003464 | -0.004482 | -0.00537 | -0.006541 | -0.007272 | -0.008167 | -0.00945
-0.001138 | 0.001486 | 0.003519 | 0.004206 | 0.004941 | 0.005586 | 0.005718 | 0.005197 | 0.005433 | 0.004656 | 0.004722 | 0.004283 | 0.004404 | 0.004812 | 0.004766 | 0.004707 | 0.00468 | 0.004358 | 0.004414 | 0.0034 | 0.002792 | 0.001779 | 0.001323 | 0.000582 | 0 | -0.000336 | -0.000932 | -0.001355 | -0.002268 | -0.003121 | -0.003948 | -0.004883 | -0.005709 | -0.007019 | -0.007362 | -0.008639
-0.001933 | 0.000653 | 0.002052 | 0.003322 | 0.004124 | 0.004322 | 0.004229 | 0.003922 | 0.003324 | 0.00313 | 0.003448 | 0.003064 | 0.00341 | 0.003934 | 0.004071 | 0.004065 | 0.004134 | 0.003949 | 0.003518 | 0.003053 | 0.002308 | 0.001561 | 0.000987 | 0.000638 | 0 | -0.000473 | -0.001127 | -0.001605 | -0.002336 | -0.003117 | -0.003745 | -0.004515 | -0.005429 | -0.006279 | -0.006907 | -0.007923
-0.00298 | -0.000577 | 0.001522 | 0.002519 | 0.003018 | 0.003455 | 0.00361 | 0.003338 | 0.003296 | 0.002946 | 0.003173 | 0.002842 | 0.00338 | 0.00347 | 0.003678 | 0.003719 | 0.003626 | 0.003429 | 0.003361 | 0.00271 | 0.002323 | 0.001375 | 0.00078 | 0.000429 | 0 | -0.000282 | -0.000791 | -0.001204 | -0.001786 | -0.002583 | -0.003277 | -0.003999 | -0.004872 | -0.005445 | -0.006052 | -0.007145
-0.003308 | -0.000899 | 0.000616 | 0.001463 | 0.002234 | 0.00295 | 0.002903 | 0.002494 | 0.002425 | 0.002302 | 0.002456 | 0.002078 | 0.00225 | 0.002773 | 0.003062 | 0.003097 | 0.003132 | 0.002939 | 0.002866 | 0.002462 | 0.001918 | 0.001389 | 0.000789 | 0.000354 | 0 | -0.0004 | -0.000887 | -0.001085 | -0.001903 | -0.002384 | -0.002856 | -0.003763 | -0.004381 | -0.005102 | -0.005598 | -0.006574
-0.004352 | -0.002065 | -0.000432 | 0.000808 | 0.001612 | 0.001824 | 0.001837 | 0.001477 | 0.001559 | 0.001349 | 0.001698 | 0.001507 | 0.002103 | 0.002558 | 0.002662 | 0.002929 | 0.003139 | 0.002918 | 0.002836 | 0.002337 | 0.002005 | 0.00135 | 0.00093 | 0.000796 | 0 | -0.000264 | -0.000489 | -0.000845 | -0.001415 | -0.0022 | -0.002535 | -0.003075 | -0.003763 | -0.004436 | -0.004964 | -0.005675
-0.004549 | -0.002337 | -0.000705 | 0.000136 | 0.000673 | 0.001342 | 0.001497 | 0.001327 | 0.001331 | 0.001173 | 0.001422 | 0.00126 | 0.001638 | 0.002115 | 0.002275 | 0.002289 | 0.002502 | 0.002314 | 0.002163 | 0.002022 | 0.00149 | 0.001005 | 0.000374 | 0.000176 | 0 | -0.000273 | -0.000776 | -0.001104 | -0.001539 | -0.002178 | -0.002566 | -0.003226 | -0.003833 | -0.004381 | -0.004859 | -0.005582
-0.005072 | -0.002988 | -0.001533 | -0.000774 | 0.000292 | 0.000725 | 0.000929 | 0.000725 | 0.000773 | 0.000594 | 0.000697 | 0.000548 | 0.000915 | 0.00162 | 0.001853 | 0.002164 | 0.002182 | 0.002261 | 0.002308 | 0.00192 | 0.001584 | 0.001017 | 0.000725 | 0.00046 | 0 | -0.000168 | -0.000532 | -0.000805 | -0.001234 | -0.00175 | -0.002154 | -0.002782 | -0.003192 | -0.003781 | -0.004134 | -0.004968
-0.005435 | -0.003457 | -0.00197 | -0.00091 | -0.000373 | -6.2e-05 | 3.9e-05 | -6.9e-05 | 7.6e-05 | 5.7e-05 | 0.000407 | 0.000372 | 0.000791 | 0.001225 | 0.001505 | 0.00182 | 0.002045 | 0.001981 | 0.001863 | 0.001544 | 0.001185 | 0.000995 | 0.000326 | 0.000197 | 0 | -0.00028 | -0.000491 | -0.000746 | -0.001212 | -0.001659 | -0.001974 | -0.002468 | -0.003009 | -0.00345 | -0.003882 | -0.004511
-0.004729 | -0.002949 | -0.001696 | -0.001039 | -0.000366 | 0.000216 | 0.00042 | 0.000369 | 0.000412 | 0.000321 | 0.000453 | 0.000244 | 0.000725 | 0.001077 | 0.001268 | 0.001476 | 0.001516 | 0.001566 | 0.001678 | 0.001491 | 0.001115 | 0.000702 | 0.00048 | 0.000206 | 0 | -0.000136 | -0.000388 | -0.000496 | -0.001018 | -0.00136 | -0.001813 | -0.002313 | -0.002741 | -0.003097 | -0.003515 | -0.004139
-0.00684 | -0.004721 | -0.003391 | -0.0023 | -0.001386 | -0.000929 | -0.00087 | -0.000875 | -0.00071 | -0.000888 | -0.000628 | -0.000543 | -0.000148 | 0.000457 | 0.000952 | 0.001151 | 0.001431 | 0.001569 | 0.001615 | 0.001188 | 0.001064 | 0.000645 | 0.000375 | 0.000149 | 0 | -0.000227 | -0.000323 | -0.00062 | -0.000905 | -0.001449 | -0.001723 | -0.002103 | -0.002441 | -0.002906 | -0.003273 | -0.003823
-0.006318 | -0.004643 | -0.0033 | -0.002411 | -0.001952 | -0.001559 | -0.001377 | -0.001194 | -0.001054 | -0.000971 | -0.000734 | -0.000591 | -0.000182 | 0.000276 | 0.000622 | 0.000896 | 0.001218 | 0.00121 | 0.001239 | 0.001155 | 0.000965 | 0.000673 | 0.000346 | 0.000174 | 0 | -0.00016 | -0.00034 | -0.000512 | -0.000828 | -0.001132 | -0.001492 | -0.001892 | -0.002208 | -0.002661 | -0.002906 | -0.00339
-0.006391 | -0.004617 | -0.003345 | -0.002645 | -0.00178 | -0.001179 | -0.001008 | -0.00093 | -0.000891 | -0.000944 | -0.000716 | -0.00066 | -0.000428 | 1.5e-05 | 0.000449 | 0.000636 | 0.000942 | 0.001068 | 0.001063 | 0.000987 | 0.000647 | 0.000459 | 0.000381 | 0.000187 | 0 | -8.9e-05 | -0.000205 | -0.000327 | -0.000601 | -0.000992 | -0.001272 | -0.001558 | -0.002016 | -0.002255 | -0.002609 | -0.003098
-0.006682 | -0.00515 | -0.00416 | -0.003055 | -0.002402 | -0.002049 | -0.001936 | -0.001827 | -0.001616 | -0.001553 | -0.001308 | -0.001188 | -0.000683 | -0.000207 | 0.000246 | 0.000629 | 0.0008 | 0.000901 | 0.000956 | 0.000851 | 0.000795 | 0.00049 | 0.000279 | 0.000208 | 0 | -0.000208 | -0.000268 | -0.000398 | -0.000638 | -0.000893 | -0.001189 | -0.001478 | -0.001715 | -0.002088 | -0.002402 | -0.002877
-0.006835 | -0.005247 | -0.004048 | -0.003408 | -0.003006 | -0.00237 | -0.002111 | -0.001807 | -0.001561 | -0.001478 | -0.001277 | -0.00102 | -0.000714 | -0.000267 | 0.000136 | 0.0005 | 0.000657 | 0.000778 | 0.000856 | 0.000819 | 0.00063 | 0.000497 | 0.000212 | 0.000121 | 0 | 4e-06 | -8.9e-05 | -0.000299 | -0.000533 | -0.000716 | -0.001038 | -0.001288 | -0.001578 | -0.001977 | -0.002107 | -0.002571
-0.007244 | -0.00576 | -0.004699 | -0.003798 | -0.00292 | -0.002441 | -0.00224 | -0.002231 | -0.002001 | -0.002051 | -0.001811 | -0.001695 | -0.001324 | -0.000858 | -0.000355 | -5.4e-05 | 0.000298 | 0.000518 | 0.000628 | 0.000517 | 0.000435 | 0.000287 | 0.000198 | 0.000146 | 0 | -0.000102 | -0.00015 | -0.000208 | -0.000493 | -0.000778 | -0.000946 | -0.001192 | -0.001493 | -0.001752 | -0.001983 | -0.002412
-0.00733 | -0.005904 | -0.004715 | -0.00389 | -0.003431 | -0.003035 | -0.002809 | -0.002567 | -0.002382 | -0.002195 | -0.001842 | -0.001665 | -0.001268 | -0.000702 | -0.000382 | 9.1e-05 | 0.000321 | 0.000405 | 0.000495 | 0.000506 | 0.000478 | 0.00038 | 0.000204 | 0.000151 | 0 | -4.6e-05 | -4.9e-05 | -7.3e-05 | -0.000246 | -0.000517 | -0.000724 | -0.000919 | -0.001159 | -0.001472 | -0.001677 | -0.002022
-0.007527 | -0.006192 | -0.005177 | -0.004534 | -0.003911 | -0.003356 | -0.002958 | -0.002778 | -0.002542 | -0.002397 | -0.002229 | -0.002071 | -0.001755 | -0.001243 | -0.000803 | -0.000451 | -4.3e-05 | 0.000121 | 0.000369 | 0.000334 | 0.000317 | 0.000222 | 0.000121 | 7.4e-05 | 0 | 3.3e-05 | 9.5e-05 | -5e-06 | -0.000193 | -0.000255 | -0.000509 | -0.00069 | -0.000959 | -0.001143 | -0.001357 | -0.001682
-0.007777 | -0.006534 | -0.005645 | -0.004805 | -0.004144 | -0.003662 | -0.003398 | -0.003292 | -0.003036 | -0.002906 | -0.002611 | -0.002418 | -0.001959 | -0.001444 | -0.000958 | -0.000553 | -0.000215 | -1.4e-05 | 8.4e-05 | 0.000165 | 0.00011 | 0.000156 | 0.00018 | -1.1e-05 | 0 | -7e-06 | 1.4e-05 | 6.1e-05 | -8.6e-05 | -0.000234 | -0.000407 | -0.000581 | -0.000755 | -0.00103 | -0.001216 | -0.001479
-0.007694 | -0.006444 | -0.005404 | -0.004686 | -0.004148 | -0.003712 | -0.00339 | -0.003082 | -0.002839 | -0.002683 | -0.002513 | -0.002259 | -0.001962 | -0.001491 | -0.001066 | -0.000637 | -0.000259 | -0.000107 | 7.3e-05 | 0.000121 | 0.000173 | 0.00012 | 6.9e-05 | 2.5e-05 | 0 | -6.2e-05 | 9e-05 | 4.6e-05 | -4.3e-05 | -0.000167 | -0.000424 | -0.00049 | -0.000658 | -0.000869 | -0.001056 | -0.001369
-0.008123 | -0.006998 | -0.006124 | -0.005488 | -0.004918 | -0.004345 | -0.004009 | -0.003761 | -0.003508 | -0.003278 | -0.003072 | -0.002848 | -0.002438 | -0.001906 | -0.00136 | -0.000941 | -0.000472 | -0.000324 | -9e-05 | 9e-06 | -6e-05 | 1.9e-05 | -1.8e-05 | -4.1e-05 | 0 | 3.8e-05 | 0.000134 | 0.000231 | 0.000171 | 8e-05 | -7.3e-05 | -0.000188 | -0.000283 | -0.000486 | -0.000652 | -0.000956
-0.007535 | -0.006458 | -0.005658 | -0.004967 | -0.004431 | -0.00401 | -0.00377 | -0.003531 | -0.003329 | -0.003131 | -0.00288 | -0.002546 | -0.002257 | -0.001768 | -0.001282 | -0.000817 | -0.000468 | -0.000251 | -7.8e-05 | -8e-06 | 0.000132 | 6.2e-05 | 7e-05 | -3.5e-05 | 0 | -9e-06 | 0.000157 | 0.000242 | 0.000204 | 7.8e-05 | -4.3e-05 | -9.6e-05 | -0.00026 | -0.000447 | -0.000618 | -0.0009
-0.007326 | -0.00632 | -0.005385 | -0.004959 | -0.004481 | -0.004052 | -0.003731 | -0.003372 | -0.003078 | -0.00291 | -0.00264 | -0.002455 | -0.002135 | -0.001711 | -0.00126 | -0.000803 | -0.000419 | -0.000267 | -5.6e-05 | 7.1e-05 | 5.8e-05 | 2.6e-05 | 3.7e-05 | -2.3e-05 | 0 | 9.6e-05 | 0.000254 | 0.000319 | 0.000287 | 0.000237 | 7.3e-05 | -5.2e-05 | -0.000185 | -0.000341 | -0.000444 | -0.000759
-0.007041 | -0.006029 | -0.005333 | -0.004763 | -0.004202 | -0.003694 | -0.00339 | -0.003232 | -0.003111 | -0.002905 | -0.002712 | -0.002491 | -0.002264 | -0.001822 | -0.001354 | -0.00099 | -0.000551 | -0.000362 | -0.00014 | 4e-06 | -4.8e-05 | -3.5e-05 | 6e-06 | -3.6e-05 | 0 | 5.3e-05 | 0.000149 | 0.000264 | 0.000243 | 0.000144 | 8.3e-05 | 3e-06 | -9.7e-05 | -0.000258 | -0.000437 | -0.000674
-0.007074 | -0.006161 | -0.005438 | -0.004831 | -0.004423 | -0.004028 | -0.003777 | -0.003492 | -0.003226 | -0.00305 | -0.002799 | -0.002539 | -0.002178 | -0.001774 | -0.001293 | -0.000795 | -0.000455 | -0.000291 | -0.000155 | -9.3e-05 | 3.5e-05 | -7e-06 | 8.8e-05 | -5e-06 | 0 | -2.3e-05 | 0.000177 | 0.000326 | 0.000229 | 0.000199 | 7.9e-05 | -1.5e-05 | -0.000104 | -0.000327 | -0.000427 | -0.000726
-0.006869 | -0.005898 | -0.005046 | -0.004707 | -0.004295 | -0.003842 | -0.003496 | -0.003225 | -0.002986 | -0.002757 | -0.002624 | -0.002354 | -0.002141 | -0.001752 | -0.001302 | -0.000889 | -0.000549 | -0.00037 | -0.000148 | -7.5e-05 | -5.4e-05 | -1.3e-05 | -2.1e-05 | -5.1e-05 | 0 | 5.1e-05 | 0.000233 | 0.000299 | 0.000291 | 0.000281 | 9.9e-05 | 8.9e-05 | -1.4e-05 | -0.000183 | -0.000311 | -0.000557
-0.006663 | -0.005756 | -0.005169 | -0.004591 | -0.004056 | -0.003638 | -0.003399 | -0.003232 | -0.003081 | -0.002934 | -0.002745 | -0.002527 | -0.002215 | -0.001826 | -0.001409 | -0.000951 | -0.000586 | -0.000375 | -0.000238 | -0.000161 | -8.7e-05 | -0.000107 | 4.1e-05 | -6.8e-05 | 0 | 4.2e-05 | 0.000164 | 0.000311 | 0.00029 | 0.000195 | 0.000155 | 0.000114 | -3e-06 | -0.000156 | -0.000327 | -0.000539
-0.007123 | -0.006192 | -0.005332 | -0.004792 | -0.004353 | -0.003961 | -0.003679 | -0.00341 | -0.00311 | -0.002913 | -0.002647 | -0.002437 | -0.002099 | -0.001638 | -0.001236 | -0.000774 | -0.000511 | -0.000296 | -0.000145 | -4e-06 | -1.8e-05 | -2.7e-05 | 2.9e-05 | -1.3e-05 | 0 | 9e-06 | 0.00019 | 0.00032 | 0.000251 | 0.000234 | 9.2e-05 | 3.7e-05 | -6.1e-05 | -0.000257 | -0.000348 | -0.000671
-0.006601 | -0.005755 | -0.005025 | -0.004587 | -0.004096 | -0.003626 | -0.003333 | -0.003118 | -0.002932 | -0.002715 | -0.002517 | -0.00233 | -0.002091 | -0.001694 | -0.001299 | -0.000894 | -0.000541 | -0.000358 | -0.000168 | -9.8e-05 | 6e-06 | -1.8e-05 | 1.7e-05 | 2e-05 | 0 | 6.2e-05 | 0.000219 | 0.000277 | 0.000229 | 0.000208 | 0.000112 | 5.7e-05 | -5.4e-05 | -0.000182 | -0.000361 | -0.000574
-0.006548 | -0.005741 | -0.005133 | -0.004546 | -0.004059 | -0.003711 | -0.003481 | -0.003313 | -0.003138 | -0.002944 | -0.002708 | -0.002386 | -0.002114 | -0.001684 | -0.001293 | -0.00085 | -0.000538 | -0.000358 | -0.000229 | -0.000167 | -6.9e-05 | -4.1e-05 | 6.8e-05 | -1.1e-05 | 0 | 2.5e-05 | 0.000142 | 0.000233 | 0.000228 | 0.000133 | 7.1e-05 | 2.8e-05 | -8.5e-05 | -0.000217 | -0.000365 | -0.000629
-0.006164 | -0.005343 | -0.004611 | -0.004205 | -0.003858 | -0.00344 | -0.003145 | -0.002928 | -0.002641 | -0.002481 | -0.002262 | -0.002094 | -0.001825 | -0.001438 | -0.001085 | -0.000683 | -0.000386 | -0.000251 | -9.1e-05 | 4.4e-05 | 4.5e-05 | -3e-05 | 2.6e-05 | -3.8e-05 | 0 | 1.8e-05 | 0.000172 | 0.000248 | 0.00018 | 0.000187 | 3.4e-05 | -9.3e-05 | -0.000159 | -0.00033 | -0.000451 | -0.000695
-0.006107 | -0.005324 | -0.004704 | -0.004255 | -0.00378 | -0.00341 | -0.003169 | -0.00299 | -0.002781 | -0.002616 | -0.002408 | -0.002226 | -0.001941 | -0.001565 | -0.001148 | -0.000769 | -0.000462 | -0.000262 | -0.000128 | -8e-06 | 3.5e-05 | 9e-06 | 7e-05 | 3.3e-05 | 0 | 7.1e-05 | 0.000192 | 0.000269 | 0.000231 | 0.00016 | 0.000113 | 6.9e-05 | -4.5e-05 | -0.000194 | -0.000371 | -0.000617
-0.006056 | -0.0052 | -0.004602 | -0.004053 | -0.003676 | -0.003339 | -0.003123 | -0.002902 | -0.002667 | -0.002478 | -0.002264 | -0.002053 | -0.001802 | -0.001423 | -0.001041 | -0.000658 | -0.000375 | -0.00017 | -2e-05 | -2.7e-05 | 2e-05 | 3.1e-05 | 5.9e-05 | 2e-06 | 0 | 7e-06 | 0.00018 | 0.000233 | 0.000209 | 0.000148 | 6.9e-05 | 4e-06 | -9.6e-05 | -0.000238 | -0.00037 | -0.000645
-0.006007 | -0.005249 | -0.004574 | -0.004215 | -0.003829 | -0.003412 | -0.00313 | -0.002905 | -0.002716 | -0.002564 | -0.002364 | -0.002148 | -0.001898 | -0.001512 | -0.001138 | -0.000758 | -0.000471 | -0.000286 | -0.000123 | -7e-06 | 7e-06 | 1.8e-05 | 5.1e-05 | -7e-06 | 0 | 7.2e-05 | 0.000211 | 0.000307 | 0.000256 | 0.000231 | 0.000105 | 5.6e-05 | -5.5e-05 | -0.000198 | -0.000333 | -0.000589
-0.005933 | -0.005566 | -0.005037 | -0.004445 | -0.003944 | -0.003555 | -0.003337 | -0.003078 | -0.002906 | -0.002734 | -0.002493 | -0.002279 | -0.001969 | -0.001556 | -0.001144 | -0.000714 | -0.000342 | -0.000137 | -2.6e-05 | 0.000101 | 0.00012 | 9e-05 | 9e-05 | 2e-05 | 0 | -6.9e-05 | 1.8e-05 | 5e-05 | -0.000127 | -0.000227 | -0.000355 | -0.000484 | -0.000617 | -0.00079 | -0.000963 | -0.001227
-0.006631 | -0.005503 | -0.004582 | -0.004055 | -0.0036 | -0.003139 | -0.002815 | -0.002526 | -0.002336 | -0.0022 | -0.002088 | -0.001896 | -0.001696 | -0.001356 | -0.001024 | -0.000683 | -0.000364 | -0.000168 | -2e-05 | 7.1e-05 | 0.000114 | 0.00011 | 0.000126 | 5.2e-05 | 0 | -3.8e-05 | 8.2e-05 | 7.6e-05 | -4.9e-05 | -0.000155 | -0.000347 | -0.000473 | -0.000645 | -0.000808 | -0.00092 | -0.001222
-0.007255 | -0.006483 | -0.005769 | -0.005347 | -0.004878 | -0.004477 | -0.004181 | -0.003934 | -0.003591 | -0.003305 | -0.003009 | -0.002665 | -0.00233 | -0.001848 | -0.00133 | -0.000785 | -0.000413 | -0.000201 | -1.7e-05 | 0.0001 | 0.00011 | 6.8e-05 | 9.7e-05 | 8e-06 | 0 | -1.1e-05 | 3.1e-05 | 5.4e-05 | -7.8e-05 | -0.000161 | -0.000333 | -0.00045 | -0.000603 | -0.00074 | -0.000907 | -0.001178
-0.006613 | -0.005876 | -0.005149 | -0.004589 | -0.004103 | -0.003683 | -0.003437 | -0.003158 | -0.002942 | -0.002736 | -0.002524 | -0.002274 | -0.001938 | -0.001532 | -0.001113 | -0.000711 | -0.000353 | -0.000145 | -2.5e-05 | 9.5e-05 | 9.6e-05 | 9.8e-05 | 8.3e-05 | 1.7e-05 | 0 | -6.5e-05 | 4e-06 | 6e-06 | -0.000143 | -0.000261 | -0.000473 | -0.000578 | -0.000742 | -0.000925 | -0.001067 | -0.001344
-0.006678 | -0.005791 | -0.005043 | -0.004694 | -0.004335 | -0.003858 | -0.003561 | -0.003284 | -0.003031 | -0.002809 | -0.002629 | -0.002345 | -0.00205 | -0.001685 | -0.00123 | -0.000775 | -0.000433 | -0.00025 | -3.5e-05 | 8.6e-05 | 0.000152 | 0.000133 | 0.000168 | 4.4e-05 | 0 | -6.4e-05 | 2e-05 | 2.3e-05 | -0.000112 | -0.000239 | -0.000455 | -0.000614 | -0.000774 | -0.000952 | -0.001098 | -0.001353
-0.006643 | -0.005789 | -0.005196 | -0.004556 | -0.003982 | -0.003567 | -0.003288 | -0.003004 | -0.002794 | -0.002631 | -0.002505 | -0.00232 | -0.002105 | -0.00164 | -0.001161 | -0.000735 | -0.000361 | -0.00011 | 5.4e-05 | 0.000132 | 0.000151 | 0.000134 | 0.000155 | 4.5e-05 | 0 | -1.5e-05 | 5e-05 | 6.6e-05 | -8.4e-05 | -0.000213 | -0.000446 | -0.000578 | -0.000751 | -0.000914 | -0.001098 | -0.001347
-0.00668 | -0.005878 | -0.005089 | -0.004557 | -0.004169 | -0.003781 | -0.003508 | -0.003267 | -0.00302 | -0.002733 | -0.002459 | -0.002139 | -0.001774 | -0.001364 | -0.000935 | -0.000486 | -0.000118 | 1.3e-05 | 9.8e-05 | 0.000178 | 0.000161 | 0.000115 | 0.000158 | 2.8e-05 | 0 | -3.3e-05 | 1.2e-05 | 1.3e-05 | -0.000137 | -0.000268 | -0.000439 | -0.000581 | -0.000732 | -0.000916 | -0.001061 | -0.001338
-0.006748 | -0.005864 | -0.005267 | -0.004795 | -0.00438 | -0.003836 | -0.003516 | -0.003279 | -0.003018 | -0.002897 | -0.002723 | -0.002468 | -0.002163 | -0.00175 | -0.001312 | -0.000903 | -0.000562 | -0.00032 | -0.000126 | 4.2e-05 | 0.00011 | 0.000114 | 0.000158 | 2.6e-05 | 0 | -2e-05 | 3.5e-05 | 4.7e-05 | -0.000145 | -0.000337 | -0.000617 | -0.000797 | -0.000986 | -0.001189 | -0.001328 | -0.001555
-0.006524 | -0.005579 | -0.004959 | -0.004503 | -0.003956 | -0.003655 | -0.003364 | -0.003085 | -0.002919 | -0.002574 | -0.002248 | -0.002083 | -0.001871 | -0.001462 | -0.001061 | -0.000611 | -0.000232 | 3.2e-05 | 0.000157 | 0.000212 | 0.000135 | 0.000133 | 0.000177 | 8.8e-05 | 0 | 5e-06 | 6.1e-05 | 4.5e-05 | -8.4e-05 | -0.000149 | -0.000254 | -0.00037 | -0.000526 | -0.000629 | -0.000769 | -0.001075
-0.006466 | -0.005632 | -0.004919 | -0.004424 | -0.004096 | -0.003543 | -0.003321 | -0.003122 | -0.002829 | -0.002699 | -0.002604 | -0.002232 | -0.001836 | -0.001487 | -0.00106 | -0.000648 | -0.000345 | -0.000257 | -0.000113 | 4.3e-05 | 0.000124 | 9.1e-05 | 8.1e-05 | -9e-06 | 0 | -0.000133 | -5.7e-05 | -4.1e-05 | -0.000148 | -0.000323 | -0.000534 | -0.000757 | -0.000877 | -0.001094 | -0.001287 | -0.001495
-0.006092 | -0.005326 | -0.004491 | -0.004031 | -0.003556 | -0.003241 | -0.003058 | -0.002823 | -0.002582 | -0.002346 | -0.001981 | -0.001755 | -0.001515 | -0.001124 | -0.000735 | -0.000354 | -1.8e-05 | 0.000198 | 0.000343 | 0.000392 | 0.000307 | 0.000232 | 0.000204 | 0.000109 | 0 | -4.8e-05 | 1.1e-05 | -1.4e-05 | -0.000127 | -0.000252 | -0.000433 | -0.000483 | -0.000603 | -0.00072 | -0.000884 | -0.001168
-0.006215 | -0.005198 | -0.00459 | -0.004183 | -0.003763 | -0.003295 | -0.002981 | -0.002732 | -0.002488 | -0.00232 | -0.002187 | -0.002 | -0.001792 | -0.001485 | -0.001105 | -0.000707 | -0.000416 | -0.00028 | -0.000154 | -6.9e-05 | -2.1e-05 | -4e-06 | 3.5e-05 | -2e-06 | 0 | 2.2e-05 | 7.6e-05 | 5.1e-05 | -6e-05 | -0.000201 | -0.000363 | -0.00049 | -0.000623 | -0.000787 | -0.000953 | -0.00121
-0.00595 | -0.005064 | -0.004362 | -0.003979 | -0.003675 | -0.003276 | -0.003049 | -0.002854 | -0.002631 | -0.002467 | -0.002251 | -0.001902 | -0.001576 | -0.001139 | -0.000762 | -0.000449 | -0.000174 | -4.3e-05 | 6.3e-05 | 0.000109 | 0.000104 | 6.7e-05 | 0.000162 | 7.4e-05 | 0 | -3.3e-05 | 2.2e-05 | 1.9e-05 | -0.000115 | -0.000223 | -0.000387 | -0.000538 | -0.000671 | -0.00082 | -0.000973 | -0.001231
-0.005985 | -0.005147 | -0.004463 | -0.003895 | -0.003423 | -0.003066 | -0.00285 | -0.002589 | -0.002389 | -0.00218 | -0.001942 | -0.001736 | -0.00147 | -0.001085 | -0.000712 | -0.000383 | -9.7e-05 | 4.2e-05 | 0.000121 | 0.000149 | 0.000144 | 7.8e-05 | 6e-05 | -1.7e-05 | 0 | -8.8e-05 | -6e-06 | -2.4e-05 | -0.000145 | -0.000244 | -0.000431 | -0.000557 | -0.000673 | -0.000825 | -0.000956 | -0.00124
-0.005575 | -0.004655 | -0.004066 | -0.003676 | -0.003285 | -0.002912 | -0.002677 | -0.002434 | -0.002213 | -0.00209 | -0.001885 | -0.001686 | -0.001473 | -0.001165 | -0.00076 | -0.000406 | -0.000174 | -1.9e-05 | 9.4e-05 | 0.000144 | 0.000164 | 0.000123 | 0.000154 | 0.00011 | 0 | -1.1e-05 | 7e-05 | 4e-05 | -6.2e-05 | -0.00017 | -0.000306 | -0.000417 | -0.000561 | -0.000737 | -0.000896 | -0.001128
-0.005194 | -0.004397 | -0.003779 | -0.003271 | -0.002783 | -0.002425 | -0.00224 | -0.002064 | -0.001945 | -0.001844 | -0.001699 | -0.001556 | -0.001322 | -0.00103 | -0.000733 | -0.000482 | -0.000233 | -0.000139 | -1.7e-05 | 6.5e-05 | 3.8e-05 | 4.8e-05 | 0.000111 | 2e-05 | 0 | -1.8e-05 | 2.7e-05 | 2.1e-05 | -7.1e-05 | -0.000185 | -0.000307 | -0.000407 | -0.000544 | -0.000653 | -0.000818 | -0.001096
-0.006156 | -0.005594 | -0.004896 | -0.004407 | -0.004026 | -0.00367 | -0.003423 | -0.003134 | -0.002842 | -0.002573 | -0.002256 | -0.001964 | -0.001632 | -0.001175 | -0.000718 | -0.00032 | -3.7e-05 | 6.9e-05 | 0.000167 | 0.000198 | 0.000189 | 0.000166 | 0.000163 | 6.7e-05 | 0 | 7e-06 | 7e-05 | 3.6e-05 | -8.9e-05 | -0.000161 | -0.000311 | -0.000411 | -0.000555 | -0.000685 | -0.000819 | -0.001106
-0.005718 | -0.004555 | -0.00395 | -0.003564 | -0.003113 | -0.002739 | -0.002497 | -0.002327 | -0.002126 | -0.001975 | -0.001808 | -0.001643 | -0.00139 | -0.001075 | -0.000727 | -0.000446 | -0.000162 | -5.9e-05 | 8.2e-05 | 0.0001 | 8.2e-05 | 5e-05 | 0.000118 | 1.1e-05 | 0 | -5.2e-05 | 1.6e-05 | 1e-05 | -0.000111 | -0.000205 | -0.000302 | -0.000414 | -0.000549 | -0.000708 | -0.000857 | -0.001106
-0.005397 | -0.004528 | -0.003932 | -0.003402 | -0.003003 | -0.002759 | -0.002643 | -0.002446 | -0.002245 | -0.002049 | -0.00182 | -0.001589 | -0.001336 | -0.00097 | -0.000653 | -0.000352 | -7.8e-05 | 2e-05 | 0.000101 | 0.000152 | 0.000142 | 9.9e-05 | 0.000142 | 4.8e-05 | 0 | -5.9e-05 | -3e-05 | -4e-06 | -0.000127 | -0.00025 | -0.000396 | -0.000455 | -0.000598 | -0.000719 | -0.00089 | -0.00116
-0.005467 | -0.004648 | -0.003936 | -0.003554 | -0.003191 | -0.002771 | -0.002516 | -0.002264 | -0.002017 | -0.001884 | -0.001702 | -0.001537 | -0.001265 | -0.00094 | -0.000595 | -0.000295 | -6.6e-05 | 6.9e-05 | 0.000179 | 0.000209 | 0.000166 | 0.000129 | 0.000155 | 5.6e-05 | 0 | 2.1e-05 | 9.8e-05 | 8.4e-05 | -1.9e-05 | -7e-05 | -0.000222 | -0.00035 | -0.000447 | -0.000594 | -0.000722 | -0.001007
-0.005298 | -0.004451 | -0.00392 | -0.003498 | -0.003044 | -0.002708 | -0.002515 | -0.002367 | -0.002191 | -0.002053 | -0.001861 | -0.001701 | -0.001469 | -0.001129 | -0.000776 | -0.000446 | -0.00019 | -5.1e-05 | 9.2e-05 | 0.000116 | 0.000117 | 8.1e-05 | 0.000133 | 3.1e-05 | 0 | -1.7e-05 | 3.2e-05 | 6e-05 | 3e-06 | -0.000128 | -0.000248 | -0.000335 | -0.00043 | -0.000577 | -0.000753 | -0.001017
-0.005803 | -0.00496 | -0.004274 | -0.003693 | -0.003342 | -0.003035 | -0.002853 | -0.002575 | -0.002363 | -0.002154 | -0.001861 | -0.001631 | -0.001376 | -0.001022 | -0.000684 | -0.000356 | -9.3e-05 | -2e-05 | 6.1e-05 | 9.5e-05 | 0.000127 | 0.000105 | 0.000126 | 7.7e-05 | 0 | -4.6e-05 | 4.4e-05 | 5e-05 | -5.4e-05 | -0.000133 | -0.000263 | -0.00034 | -0.000481 | -0.000613 | -0.000761 | -0.001049
-0.005657 | -0.004789 | -0.0041 | -0.003774 | -0.003351 | -0.002942 | -0.002678 | -0.002428 | -0.002193 | -0.002067 | -0.001915 | -0.001739 | -0.001452 | -0.001115 | -0.00079 | -0.000453 | -0.000193 | -1.9e-05 | 0.000119 | 0.000168 | 0.000115 | 0.000121 | 7.2e-05 | 4.4e-05 | 0 | 1.6e-05 | 0.000119 | 0.000166 | 5.4e-05 | 1.2e-05 | -0.000137 | -0.00023 | -0.000329 | -0.000491 | -0.000654 | -0.000921
-0.005775 | -0.004815 | -0.004222 | -0.003634 | -0.003158 | -0.002818 | -0.002676 | -0.00251 | -0.002318 | -0.002143 | -0.001948 | -0.00174 | -0.001463 | -0.001096 | -0.000739 | -0.000406 | -0.000142 | -1.6e-05 | 5.5e-05 | 9.9e-05 | 0.000122 | 7.9e-05 | 0.000169 | 2.9e-05 | 0 | -5.4e-05 | 3.6e-05 | 8.9e-05 | 5.1e-05 | -0.000103 | -0.000165 | -0.000215 | -0.000398 | -0.000538 | -0.000735 | -0.001027
-0.00542 | -0.004593 | -0.003896 | -0.003428 | -0.003142 | -0.002819 | -0.002588 | -0.002314 | -0.002077 | -0.001926 | -0.001672 | -0.001464 | -0.001233 | -0.000898 | -0.000569 | -0.000283 | -6.1e-05 | 6.1e-05 | 0.000182 | 0.000215 | 0.000274 | 0.000139 | 0.000121 | 4.9e-05 | 0 | 9e-06 | 0.000115 | 0.000103 | 1.6e-05 | 3.1e-05 | -0.000151 | -0.000275 | -0.00035 | -0.000524 | -0.000649 | -0.000979
-0.005254 | -0.004273 | -0.003645 | -0.003294 | -0.002784 | -0.00236 | -0.002203 | -0.002027 | -0.001813 | -0.001751 | -0.001621 | -0.001428 | -0.001255 | -0.000913 | -0.000564 | -0.000303 | -9.9e-05 | 5.8e-05 | 0.0002 | 0.000208 | 0.000163 | 0.000134 | 0.00013 | 1.9e-05 | 0 | -4.5e-05 | 5.5e-05 | 0.000102 | 6e-06 | -6.6e-05 | -0.000199 | -0.000244 | -0.000392 | -0.000536 | -0.000745 | -0.001057
-0.005083 | -0.004148 | -0.003536 | -0.002951 | -0.002619 | -0.002387 | -0.002306 | -0.002073 | -0.001944 | -0.001779 | -0.001595 | -0.001395 | -0.001162 | -0.000847 | -0.000573 | -0.000231 | 3.6e-05 | 9e-05 | 0.000153 | 0.000188 | 0.000208 | 0.000181 | 0.00019 | 3.6e-05 | 0 | -4.5e-05 | 2.5e-05 | 8e-05 | 7e-05 | -0.000112 | -0.000179 | -0.000249 | -0.00038 | -0.000561 | -0.000787 | -0.001076
-0.004513 | -0.003643 | -0.002969 | -0.002687 | -0.002375 | -0.002043 | -0.001862 | -0.001592 | -0.001349 | -0.001254 | -0.001113 | -0.000992 | -0.000789 | -0.000559 | -0.000241 | -3e-06 | 0.000164 | 0.000241 | 0.000337 | 0.000369 | 0.000324 | 0.000239 | 0.00018 | 7.4e-05 | 0 | 5.8e-05 | 0.000118 | 9.3e-05 | 2.6e-05 | 3e-06 | -0.000211 | -0.000274 | -0.000394 | -0.000572 | -0.000714 | -0.001092
-0.004702 | -0.003788 | -0.003274 | -0.002875 | -0.002428 | -0.002096 | -0.001943 | -0.001827 | -0.001736 | -0.001657 | -0.001532 | -0.001353 | -0.001184 | -0.000808 | -0.000535 | -0.000238 | 2.7e-05 | 0.000109 | 0.000152 | 0.000229 | 0.000199 | 0.000105 | 0.000206 | 3.2e-05 | 0 | -0.000144 | -1.3e-05 | 8.5e-05 | -2.8e-05 | -0.000152 | -0.000204 | -0.000267 | -0.000377 | -0.000608 | -0.000844 | -0.001156
-0.004276 | -0.003434 | -0.002782 | -0.002289 | -0.0021 | -0.001872 | -0.001808 | -0.001672 | -0.001485 | -0.001306 | -0.001118 | -0.000979 | -0.000766 | -0.000458 | -0.000268 | -1.5e-05 | 0.000265 | 0.000283 | 0.000336 | 0.000303 | 0.000363 | 0.000237 | 0.00024 | 0.000112 | 0 | -2.9e-05 | 4.2e-05 | 5.1e-05 | 2.9e-05 | -4e-05 | -0.000202 | -0.000314 | -0.000461 | -0.000641 | -0.000772 | -0.001145
-0.004418 | -0.003596 | -0.002988 | -0.002712 | -0.002359 | -0.002004 | -0.001741 | -0.001609 | -0.001413 | -0.001394 | -0.001262 | -0.001123 | -0.000956 | -0.000666 | -0.000361 | -0.000156 | 9.1e-05 | 0.000184 | 0.000302 | 0.000338 | 0.000271 | 0.000214 | 0.000188 | 5.3e-05 | 0 | 2.7e-05 | 8.3e-05 | 9.4e-05 | 3.6e-05 | -7e-06 | -0.000216 | -0.000281 | -0.00039 | -0.000607 | -0.000805 | -0.001154
-0.004356 | -0.003454 | -0.002938 | -0.002498 | -0.002104 | -0.001814 | -0.001693 | -0.00156 | -0.001436 | -0.001361 | -0.001249 | -0.001071 | -0.000909 | -0.000544 | -0.000311 | -9.6e-05 | 0.000137 | 0.000238 | 0.000267 | 0.000313 | 0.000302 | 0.00021 | 0.000276 | 8.2e-05 | 0 | -3.5e-05 | 8.8e-05 | 0.000152 | 9.1e-05 | -6.7e-05 | -0.000153 | -0.000237 | -0.00037 | -0.000578 | -0.000798 | -0.001147
-0.004552 | -0.003862 | -0.003133 | -0.002648 | -0.002417 | -0.002189 | -0.001976 | -0.001813 | -0.001544 | -0.001374 | -0.001249 | -0.001056 | -0.000834 | -0.000594 | -0.000336 | -5.5e-05 | 0.000179 | 0.0002 | 0.000315 | 0.000351 | 0.000281 | 0.000235 | 0.000212 | 9.7e-05 | 0 | 6e-06 | 8.6e-05 | 0.00012 | 7.4e-05 | -8e-06 | -0.000252 | -0.000317 | -0.000442 | -0.000681 | -0.000845 | -0.001213
-0.004485 | -0.003439 | -0.002818 | -0.00247 | -0.002026 | -0.001695 | -0.001492 | -0.001413 | -0.001254 | -0.001226 | -0.001129 | -0.000961 | -0.000811 | -0.000525 | -0.000203 | -4.8e-05 | 0.000187 | 0.000272 | 0.000409 | 0.000424 | 0.000378 | 0.000353 | 0.000245 | 8.1e-05 | 0 | -6e-06 | 3.2e-05 | 8e-05 | 4e-06 | -8.6e-05 | -0.000301 | -0.000313 | -0.000444 | -0.000696 | -0.000926 | -0.001289
-0.00417 | -0.003286 | -0.002624 | -0.002116 | -0.001756 | -0.001608 | -0.001548 | -0.001355 | -0.001229 | -0.001208 | -0.001059 | -0.000905 | -0.000696 | -0.000357 | -0.000182 | 0.000116 | 0.00038 | 0.000433 | 0.000351 | 0.000293 | 0.000271 | 0.000165 | 0.000261 | 4.4e-05 | 0 | -8.5e-05 | -3.1e-05 | 2.3e-05 | -0.000131 | -0.000262 | -0.000421 | -0.000521 | -0.000661 | -0.000859 | -0.001117 | -0.001497
-0.004217 | -0.003438 | -0.002763 | -0.002386 | -0.002139 | -0.001832 | -0.001528 | -0.001344 | -0.00116 | -0.001063 | -0.000849 | -0.00068 | -0.000603 | -0.000382 | -0.000164 | 5.4e-05 | 0.000263 | 0.000219 | 0.000414 | 0.000369 | 0.000374 | 0.000255 | 0.000162 | -6.2e-05 | 0 | -4.7e-05 | 2.1e-05 | 3.7e-05 | -5.6e-05 | -8.9e-05 | -0.0004 | -0.000466 | -0.000616 | -0.000899 | -0.00103 | -0.001417
-0.004169 | -0.003382 | -0.002843 | -0.002352 | -0.001874 | -0.001469 | -0.001362 | -0.001202 | -0.001056 | -0.001021 | -0.000991 | -0.000836 | -0.000658 | -0.000382 | -0.000179 | 7.4e-05 | 0.000284 | 0.000323 | 0.000447 | 0.000413 | 0.000297 | 0.000255 | 0.000238 | 0.00011 | 0 | -6.1e-05 | -2.9e-05 | -2.9e-05 | -7.6e-05 | -0.00025 | -0.000378 | -0.000426 | -0.000596 | -0.000823 | -0.001096 | -0.001485
-0.003779 | -0.002896 | -0.002217 | -0.001737 | -0.001579 | -0.001468 | -0.001374 | -0.001248 | -0.001125 | -0.001077 | -0.000931 | -0.000681 | -0.000537 | -0.000219 | -4.1e-05 | 0.000203 | 0.000401 | 0.000337 | 0.000374 | 0.000402 | 0.000424 | 0.000218 | 0.000297 | 5.5e-05 | 0 | -0.0001 | -4.3e-05 | -5.5e-05 | -0.000165 | -0.000317 | -0.000471 | -0.000634 | -0.000705 | -0.000963 | -0.001194 | -0.001586
-0.004613 | -0.00376 | -0.00311 | -0.002796 | -0.002394 | -0.001921 | -0.001646 | -0.001512 | -0.001322 | -0.001185 | -0.001038 | -0.000825 | -0.000828 | -0.000566 | -0.000321 | -0.000137 | 0.000116 | 0.000162 | 0.000371 | 0.000223 | 0.000284 | 0.00011 | 0.000143 | -0.000106 | 0 | -0.000156 | -2.1e-05 | -2e-06 | -4.8e-05 | -0.000163 | -0.000349 | -0.000432 | -0.000579 | -0.000869 | -0.001039 | -0.001475
-0.004306 | -0.003573 | -0.002952 | -0.002373 | -0.001954 | -0.001687 | -0.001606 | -0.001539 | -0.001424 | -0.001335 | -0.001283 | -0.001038 | -0.000813 | -0.000411 | -0.000266 | 6e-06 | 0.00035 | 0.000283 | 0.000365 | 0.000371 | 0.000405 | 0.000284 | 0.00032 | 0.00017 | 0 | -5.5e-05 | 1e-05 | 6.5e-05 | -1.8e-05 | -0.000128 | -0.000306 | -0.000404 | -0.000476 | -0.000739 | -0.001008 | -0.001426
-0.004376 | -0.003547 | -0.002695 | -0.002381 | -0.002167 | -0.00186 | -0.001631 | -0.001479 | -0.001314 | -0.001139 | -0.000952 | -0.000751 | -0.000607 | -0.000367 | -0.000149 | 0.00018 | 0.000348 | 0.000341 | 0.0004 | 0.00046 | 0.000403 | 0.000176 | 0.000287 | 6.6e-05 | 0 | 1.6e-05 | 5.6e-05 | 9.4e-05 | 2e-05 | -0.000107 | -0.000301 | -0.000358 | -0.000508 | -0.000814 | -0.000978 | -0.001438
-0.004414 | -0.003582 | -0.002981 | -0.002589 | -0.002102 | -0.001734 | -0.001452 | -0.001402 | -0.001305 | -0.001253 | -0.001037 | -0.001049 | -0.000922 | -0.000673 | -0.000364 | -0.000244 | 0.000129 | 0.000162 | 0.000352 | 0.000353 | 0.000233 | 8e-05 | 0.000197 | 8e-05 | 0 | -9.9e-05 | -3.7e-05 | 5.1e-05 | -0.000119 | -0.000111 | -0.000432 | -0.000394 | -0.000601 | -0.000865 | -0.001078 | -0.001472
-0.004947 | -0.004003 | -0.003202 | -0.002648 | -0.002264 | -0.002051 | -0.001827 | -0.001681 | -0.001444 | -0.001354 | -0.001188 | -0.000967 | -0.000722 | -0.00039 | -0.000157 | 0.000122 | 0.000407 | 0.000296 | 0.000291 | 0.000386 | 0.000289 | 0.00025 | 0.000265 | 2e-06 | 0 | -0.000111 | -7.5e-05 | -3.8e-05 | -0.00021 | -0.000282 | -0.000522 | -0.000658 | -0.00075 | -0.001072 | -0.001315 | -0.001728