## Moorings
Ref Des | Serial Number | Deployment Number | Anchor Launch Date | Anchor Launch Time | Recover Date | Latitude | Longitude | Water Depth | Cruise Number | Notes
CE01ISSM-LM001 | CE01ISSM-00001 | 1 | 2014-04-17 | 20:53 |  | 44° 39.50' N | 124° 05.739' W | 25m | EA01 |  | 44.6583 | -124.0957

## Asset_Cal_Info
Ref Des | Mooring Serial Number | Deployment Number | Sensor Serial Number | Calibration Cofficient Name | Calibration Cofficient Value | Notes
CE01ISSM-SBD17-01-MOPAK0000 | CE01ISSM-00001 | 1 | 4220.1192 |  |  | No Calibration Coefficient
CE01ISSM-SBD17-04-VELPTA000 | CE01ISSM-00001 | 1 | 8535 | CC_lat | 44.6583
CE01ISSM-SBD17-04-VELPTA000 | CE01ISSM-00001 | 1 | 8535 | CC_lon | -124.0957
CE01ISSM-RID16-04-VELPTA000 | CE01ISSM-00001 | 1 | 8539 | CC_lat | 44.6583
CE01ISSM-RID16-04-VELPTA000 | CE01ISSM-00001 | 1 | 8539 | CC_lon | -124.0957
CE01ISSM-RID16-06-PHSEND000 | CE01ISSM-00001 | 1 | P0083 | CC_ea434 | 17533
CE01ISSM-RID16-06-PHSEND000 | CE01ISSM-00001 | 1 | P0083 | CC_ea578 | 101
CE01ISSM-RID16-06-PHSEND000 | CE01ISSM-00001 | 1 | P0083 | CC_eb434 | 2229
CE01ISSM-RID16-06-PHSEND000 | CE01ISSM-00001 | 1 | P0083 | CC_eb578 | 38502
CE01ISSM-RID16-06-PHSEND000 | CE01ISSM-00001 | 1 | P0083 | CC_ind_off | 1
CE01ISSM-RID16-06-PHSEND000 | CE01ISSM-00001 | 1 | P0083 | CC_ind_slp | 0
CE01ISSM-RID16-06-PHSEND000 | CE01ISSM-00001 | 1 | P0083 | CC_psal | 35 | Constant
CE01ISSM-MFD35-06-PHSEND000 | CE01ISSM-00001 | 1 | P0084 | CC_ea434 | 17533
CE01ISSM-MFD35-06-PHSEND000 | CE01ISSM-00001 | 1 | P0084 | CC_ea578 | 101
CE01ISSM-MFD35-06-PHSEND000 | CE01ISSM-00001 | 1 | P0084 | CC_eb434 | 2229
CE01ISSM-MFD35-06-PHSEND000 | CE01ISSM-00001 | 1 | P0084 | CC_eb578 | 38502
CE01ISSM-MFD35-06-PHSEND000 | CE01ISSM-00001 | 1 | P0084 | CC_ind_off | 1
CE01ISSM-MFD35-06-PHSEND000 | CE01ISSM-00001 | 1 | P0084 | CC_ind_slp | 0
CE01ISSM-MFD35-06-PHSEND000 | CE01ISSM-00001 | 1 | P0084 | CC_psal | 35 | Constant
CE01ISSM-RID16-01-OPTAAD000 | CE01ISSM-00001 | 1 | 135 | CC_cwlngth | [401.20000000, 404.80000000, 408.70000000, 412.30000000, 415.80000000, 419.90000000, 424.20000000, 428.50000000, 432.50000000, 436.30000000, 440.50000000, 445.10000000, 449.70000000, 453.90000000, 458.30000000, 462.70000000, 467.10000000, 471.90000000, 476.70000000, 481.70000000, 485.90000000, 490.20000000, 494.60000000, 498.90000000, 503.30000000, 508.00000000, 512.60000000, 517.30000000, 521.80000000, 526.50000000, 531.00000000, 535.10000000, 539.40000000, 543.70000000, 547.80000000, 552.10000000, 556.40000000, 560.60000000, 564.70000000, 568.50000000, 572.40000000, 576.10000000, 579.80000000, 582.40000000, 586.40000000, 590.50000000, 594.50000000, 598.90000000, 603.50000000, 607.80000000, 612.20000000, 616.50000000, 620.90000000, 625.20000000, 629.50000000, 633.90000000, 638.20000000, 642.50000000, 646.80000000, 651.10000000, 656.00000000, 660.50000000, 664.70000000, 669.30000000, 673.70000000, 678.00000000, 682.20000000, 686.30000000, 690.30000000, 694.20000000, 698.40000000, 702.50000000, 706.50000000, 710.30000000, 714.20000000, 718.40000000, 722.20000000, 725.90000000, 729.60000000, 733.70000000, 737.00000000, 740.50000000, 744.20000000, 747.80000000, 750.80000000]
CE01ISSM-RID16-01-OPTAAD000 | CE01ISSM-00001 | 1 | 135 | CC_ccwo | [ -0.21509300, -0.12108800, -0.04616900, 0.02340000, 0.08455800, 0.13775800, 0.18794800, 0.23440700, 0.27676600, 0.31945100, 0.35838800, 0.39521500, 0.42950300, 0.45979700, 0.48504100, 0.50979500, 0.53511500, 0.55637600, 0.57732700, 0.59840100, 0.61655700, 0.63746000, 0.65236700, 0.67056800, 0.68301000, 0.69493900, 0.70702200, 0.71709000, 0.72739400, 0.73796100, 0.74715300, 0.75576200, 0.76422200, 0.77243300, 0.78165900, 0.79009100, 0.79796200, 0.80557900, 0.81059700, 0.81449200, 0.81607800, 0.81548200, 0.81229000, 0.79154300, 0.77949900, 0.76300400, 0.74130000, 0.71775100, 0.69977400, 0.69135000, 0.69035200, 0.69368400, 0.69646900, 0.69892700, 0.70151800, 0.70259200, 0.70348800, 0.70213300, 0.69755500, 0.68884400, 0.67735300, 0.66697700, 0.66068500, 0.65873900, 0.65701000, 0.65103900, 0.64163500, 0.62390500, 0.59678000, 0.55947500, 0.50724000, 0.44056700, 0.35465400, 0.24291000, 0.10441500, -0.06711500, -0.27339400, -0.51212600, -0.77108200, -1.02288500, -1.23317600, -1.38445500, -1.47462800, -1.52522500, -1.53011700]
CE01ISSM-RID16-01-OPTAAD000 | CE01ISSM-00001 | 1 | 135 | CC_tcal | 21.2
CE01ISSM-RID16-01-OPTAAD000 | CE01ISSM-00001 | 1 | 135 | CC_tbins | [ 2.86046200, 3.37144100, 4.43883700, 5.47481500, 6.48707300, 7.49500000, 8.52381000, 9.48173100, 10.48425000, 11.48972200, 12.50088200, 13.48935500, 14.46961500, 15.48230800, 16.51272700, 17.51047600, 18.50368400, 19.51105300, 20.49333300, 21.48444400, 22.48500000, 23.49578900, 24.52272700, 25.53214300, 26.50030300, 27.50806500, 28.50218700, 29.50000000, 30.48470600, 31.48906200, 32.49166700, 33.48892900, 34.49714300, 35.49888900, 36.51357100, 37.50866700, 38.65859400]
CE01ISSM-RID16-01-OPTAAD000 | CE01ISSM-00001 | 1 | 135 | CC_awlngth | [401.00000000, 404.80000000, 408.50000000, 412.30000000, 415.80000000, 419.80000000, 424.00000000, 428.30000000, 432.40000000, 436.10000000, 440.20000000, 444.80000000, 449.00000000, 453.60000000, 457.80000000, 462.00000000, 466.80000000, 471.20000000, 475.90000000, 480.40000000, 485.00000000, 489.40000000, 493.50000000, 497.90000000, 502.40000000, 506.90000000, 511.60000000, 516.50000000, 521.00000000, 525.30000000, 529.40000000, 533.50000000, 537.70000000, 542.10000000, 546.10000000, 550.40000000, 554.60000000, 558.70000000, 563.20000000, 566.90000000, 570.70000000, 574.40000000, 578.10000000, 583.00000000, 587.10000000, 591.30000000, 595.40000000, 599.60000000, 604.00000000, 608.50000000, 612.80000000, 617.40000000, 621.50000000, 625.90000000, 629.90000000, 634.50000000, 638.50000000, 642.80000000, 647.60000000, 651.70000000, 656.30000000, 660.60000000, 665.20000000, 669.60000000, 673.90000000, 678.50000000, 682.50000000, 686.80000000, 690.80000000, 694.90000000, 698.90000000, 702.60000000, 707.00000000, 710.70000000, 714.80000000, 718.50000000, 722.70000000, 726.20000000, 730.20000000, 733.50000000, 737.00000000, 741.20000000, 744.30000000, 748.00000000, 751.10000000]
CE01ISSM-RID16-01-OPTAAD000 | CE01ISSM-00001 | 1 | 135 | CC_acwo | [ -0.60605500, -0.39706500, -0.24014900, -0.12058400, -0.02972600, 0.04626600, 0.11317600, 0.17166500, 0.22597100, 0.27655900, 0.32576600, 0.37144900, 0.41536100, 0.45839500, 0.50019600, 0.54085800, 0.58010900, 0.61761700, 0.65429300, 0.68930300, 0.72388100, 0.75553300, 0.78593500, 0.81497800, 0.84228700, 0.86710900, 0.89167000, 0.91626700, 0.94129400, 0.96605000, 0.98952100, 1.01190000, 1.03355100, 1.05410500, 1.07405900, 1.09369700, 1.11322200, 1.13206900, 1.15012800, 1.16642300, 1.18066500, 1.19205100, 1.20002200, 1.21688700, 1.21586400, 1.20890000, 1.19666500, 1.18363200, 1.17682400, 1.17912100, 1.18766900, 1.19853000, 1.20991000, 1.22102400, 1.23206800, 1.24245200, 1.25184400, 1.25929200, 1.26322900, 1.26311400, 1.26073200, 1.25982800, 1.26259500, 1.26753800, 1.27157000, 1.27218100, 1.26706100, 1.25427600, 1.23181200, 1.19760300, 1.15002700, 1.08581600, 1.00131200, 0.89228000, 0.75550100, 0.58669600, 0.38228600, 0.14823300, -0.10021400, -0.33611300, -0.52720300, -0.65831300, -0.73531900, -0.77514500, -0.79745600]
CE01ISSM-RID16-01-OPTAAD000 | CE01ISSM-00001 | 1 | 135 | CC_taarray | SheetRef:ACS135_CC_taarray
CE01ISSM-RID16-01-OPTAAD000 | CE01ISSM-00001 | 1 | 135 | CC_tcarray | SheetRef:ACS135_CC_tcarray
CE01ISSM-MFD37-01-OPTAAD000 | CE01ISSM-00001 | 1 | 136 | CC_cwlngth | [400.70000000, 404.40000000, 408.40000000, 411.60000000, 415.30000000, 419.40000000, 423.70000000, 427.80000000, 431.70000000, 435.70000000, 439.60000000, 444.20000000, 448.80000000, 453.00000000, 457.60000000, 461.80000000, 466.20000000, 471.00000000, 475.70000000, 480.60000000, 485.00000000, 489.50000000, 493.70000000, 498.10000000, 502.60000000, 507.30000000, 512.10000000, 517.00000000, 521.60000000, 526.00000000, 530.30000000, 534.80000000, 539.00000000, 543.50000000, 547.80000000, 552.40000000, 556.90000000, 561.30000000, 565.70000000, 569.80000000, 573.90000000, 578.00000000, 582.40000000, 586.80000000, 591.00000000, 595.40000000, 599.90000000, 604.60000000, 609.20000000, 613.50000000, 618.20000000, 622.50000000, 627.00000000, 631.70000000, 635.80000000, 640.20000000, 644.60000000, 649.30000000, 653.90000000, 658.60000000, 663.10000000, 667.80000000, 672.30000000, 676.50000000, 680.70000000, 685.00000000, 689.40000000, 693.20000000, 697.10000000, 701.00000000, 704.90000000, 708.90000000, 712.40000000, 716.30000000, 720.10000000, 723.60000000, 727.30000000, 731.00000000, 734.30000000, 737.50000000, 741.00000000, 743.70000000, 747.20000000, 750.20000000]
CE01ISSM-MFD37-01-OPTAAD000 | CE01ISSM-00001 | 1 | 136 | CC_ccwo | [ -0.00185700, 0.11772000, 0.21831100, 0.30980000, 0.38862900, 0.45966500, 0.52327200, 0.58297000, 0.63999800, 0.69311400, 0.74020900, 0.78580200, 0.83080100, 0.87040500, 0.90390300, 0.93628400, 0.96754700, 0.99654900, 1.02370800, 1.05158600, 1.07777900, 1.10175300, 1.12292000, 1.14409400, 1.16359500, 1.18092800, 1.19695900, 1.21030700, 1.22443500, 1.23842200, 1.25072200, 1.26210900, 1.27236700, 1.28202600, 1.29272700, 1.30277500, 1.31208900, 1.32137100, 1.32729000, 1.33377900, 1.33758300, 1.33851000, 1.32898900, 1.32378500, 1.30358100, 1.28393200, 1.26398600, 1.24820300, 1.24345900, 1.24452800, 1.24956300, 1.25400400, 1.25895000, 1.26043700, 1.26066100, 1.26458500, 1.26396900, 1.25866300, 1.25018500, 1.23977900, 1.23239900, 1.22974600, 1.22852600, 1.22632400, 1.21882900, 1.20453700, 1.18303600, 1.15129600, 1.10759600, 1.05171900, 0.97858800, 0.88476500, 0.76834600, 0.62303900, 0.44915000, 0.24560600, 0.01554500, -0.22619600, -0.45621500, -0.64530500, -0.78132400, -0.86597300, -0.91708600, -0.86333100]
CE01ISSM-MFD37-01-OPTAAD000 | CE01ISSM-00001 | 1 | 136 | CC_tcal | 19.6
CE01ISSM-MFD37-01-OPTAAD000 | CE01ISSM-00001 | 1 | 136 | CC_tbins | [ 3.63322600, 4.38559700, 5.45926800, 6.45965500, 7.48574100, 8.49000000, 9.49700000, 10.49814800, 11.56060000, 12.51000000, 13.50836700, 14.48244900, 15.48065200, 16.49093000, 17.47205100, 18.47135100, 19.48235300, 20.49758600, 21.47518500, 22.46076900, 23.48833300, 24.49304300, 25.53076900, 26.55657900, 27.48818200, 28.48024400, 29.47238100, 30.49368400, 31.48529400, 32.49411800, 33.48600000, 34.47321400, 35.46714300, 36.49193500, 37.32632700]
CE01ISSM-MFD37-01-OPTAAD000 | CE01ISSM-00001 | 1 | 136 | CC_awlngth | [398.50000000, 402.10000000, 405.90000000, 409.30000000, 412.80000000, 416.60000000, 420.60000000, 424.60000000, 428.80000000, 432.90000000, 436.60000000, 440.70000000, 445.10000000, 449.70000000, 454.10000000, 458.30000000, 462.70000000, 467.10000000, 471.70000000, 476.40000000, 481.30000000, 485.70000000, 489.90000000, 494.20000000, 498.60000000, 503.10000000, 507.60000000, 512.30000000, 516.80000000, 521.60000000, 526.00000000, 530.40000000, 534.60000000, 538.90000000, 543.20000000, 547.80000000, 552.20000000, 556.70000000, 560.80000000, 565.20000000, 569.30000000, 573.40000000, 576.80000000, 581.00000000, 584.90000000, 589.00000000, 593.20000000, 597.60000000, 601.90000000, 606.50000000, 611.00000000, 615.40000000, 619.90000000, 624.20000000, 628.40000000, 632.90000000, 637.20000000, 641.50000000, 646.00000000, 650.20000000, 654.70000000, 659.10000000, 663.70000000, 668.00000000, 672.40000000, 676.70000000, 680.90000000, 684.80000000, 688.90000000, 692.80000000, 696.80000000, 700.50000000, 704.20000000, 708.30000000, 712.00000000, 715.30000000, 719.30000000, 722.70000000, 726.00000000, 730.00000000, 733.40000000, 736.40000000, 739.40000000, 742.70000000]
CE01ISSM-MFD37-01-OPTAAD000 | CE01ISSM-00001 | 1 | 136 | CC_acwo | [ -0.98422000, -0.70646000, -0.49987400, -0.34626200, -0.23730500, -0.15418200, -0.08818800, -0.02988000, 0.02331400, 0.07312400, 0.12155000, 0.16522700, 0.20815800, 0.25049200, 0.29140400, 0.33154500, 0.37011900, 0.40708000, 0.44369300, 0.47914400, 0.51320400, 0.54619400, 0.57801900, 0.60824800, 0.63701300, 0.66396300, 0.68945700, 0.71406300, 0.73964800, 0.76533900, 0.79039400, 0.81416900, 0.83679000, 0.85748700, 0.87620800, 0.89374200, 0.91087100, 0.92766300, 0.94407400, 0.95963400, 0.97335200, 0.98482200, 0.97322900, 0.98030600, 0.98321900, 0.98151900, 0.97475200, 0.96488800, 0.95759000, 0.95875900, 0.96845300, 0.98266700, 0.99768700, 1.01241500, 1.02775500, 1.03661300, 1.04989700, 1.06426200, 1.07162700, 1.07558800, 1.07650200, 1.07653800, 1.07950900, 1.08582300, 1.09274600, 1.09764700, 1.09818800, 1.09241200, 1.07858000, 1.05508000, 1.02020900, 0.97212700, 0.90834200, 0.82499000, 0.71869000, 0.58666200, 0.42601500, 0.23632100, 0.02119500, -0.20861100, -0.43170700, -0.62280200, -0.76646400, -0.86026600]
CE01ISSM-MFD37-01-OPTAAD000 | CE01ISSM-00001 | 1 | 136 | CC_taarray | SheetRef:ACS136_CC_taarray
CE01ISSM-MFD37-01-OPTAAD000 | CE01ISSM-00001 | 1 | 136 | CC_tcarray | SheetRef:ACS136_CC_tcarray
CE01ISSM-RID16-02-FLORTD000 | CE01ISSM-00001 | 1 | 995 | CC_dark_counts_volume_scatter | 54
CE01ISSM-RID16-02-FLORTD000 | CE01ISSM-00001 | 1 | 995 | CC_scale_factor_volume_scatter | 1.874e-06
CE01ISSM-RID16-02-FLORTD000 | CE01ISSM-00001 | 1 | 995 | CC_dark_counts_chlorophyll_a | 50
CE01ISSM-RID16-02-FLORTD000 | CE01ISSM-00001 | 1 | 995 | CC_scale_factor_chlorophyll_a | 0.0121
CE01ISSM-RID16-02-FLORTD000 | CE01ISSM-00001 | 1 | 995 | CC_dark_counts_cdom | 49
CE01ISSM-RID16-02-FLORTD000 | CE01ISSM-00001 | 1 | 995 | CC_scale_factor_cdom | 0.0907
CE01ISSM-RID16-02-FLORTD000 | CE01ISSM-00001 | 1 | 995 | CC_scattering_angle | 117 | Constant
CE01ISSM-RID16-02-FLORTD000 | CE01ISSM-00001 | 1 | 995 | CC_measurement_wavelength | 700 | Constant
CE01ISSM-RID16-02-FLORTD000 | CE01ISSM-00001 | 1 | 995 | CC_angular_resolution | 1.08 | Constant
CE01ISSM-RID16-02-FLORTD000 | CE01ISSM-00001 | 1 | 995 | CC_depolarization_ratio | 0.039 | Constant
CE01ISSM-RID16-03-CTDBPC000 | CE01ISSM-00001 | 1 | 7241 | CC_lat | 40.1368
CE01ISSM-RID16-03-CTDBPC000 | CE01ISSM-00001 | 1 | 7241 | CC_lon | -70.7698
CE01ISSM-RID16-03-CTDBPC000 | CE01ISSM-00001 | 1 | 7241 | CC_a0 | 0.0012435
CE01ISSM-RID16-03-CTDBPC000 | CE01ISSM-00001 | 1 | 7241 | CC_a1 | 0.00027721
CE01ISSM-RID16-03-CTDBPC000 | CE01ISSM-00001 | 1 | 7241 | CC_a2 | -1.322e-06
CE01ISSM-RID16-03-CTDBPC000 | CE01ISSM-00001 | 1 | 7241 | CC_a3 | 1.9032e-07
CE01ISSM-RID16-03-CTDBPC000 | CE01ISSM-00001 | 1 | 7241 | CC_ptempa0 | -62.2882
CE01ISSM-RID16-03-CTDBPC000 | CE01ISSM-00001 | 1 | 7241 | CC_ptempa1 | 53.3135
CE01ISSM-RID16-03-CTDBPC000 | CE01ISSM-00001 | 1 | 7241 | CC_ptempa2 | -0.2655
CE01ISSM-RID16-03-CTDBPC000 | CE01ISSM-00001 | 1 | 7241 | CC_ptca0 | 524062.2
CE01ISSM-RID16-03-CTDBPC000 | CE01ISSM-00001 | 1 | 7241 | CC_ptca1 | 4.4666
CE01ISSM-RID16-03-CTDBPC000 | CE01ISSM-00001 | 1 | 7241 | CC_ptca2 | -0.24184
CE01ISSM-RID16-03-CTDBPC000 | CE01ISSM-00001 | 1 | 7241 | CC_ptcb0 | 24.931
CE01ISSM-RID16-03-CTDBPC000 | CE01ISSM-00001 | 1 | 7241 | CC_ptcb1 | -0.0006
CE01ISSM-RID16-03-CTDBPC000 | CE01ISSM-00001 | 1 | 7241 | CC_ptcb2 | 0
CE01ISSM-RID16-03-CTDBPC000 | CE01ISSM-00001 | 1 | 7241 | CC_pa0 | -0.0035512
CE01ISSM-RID16-03-CTDBPC000 | CE01ISSM-00001 | 1 | 7241 | CC_pa1 | 0.00048944
CE01ISSM-RID16-03-CTDBPC000 | CE01ISSM-00001 | 1 | 7241 | CC_pa2 | -6.5081e-12
CE01ISSM-RID16-03-CTDBPC000 | CE01ISSM-00001 | 1 | 7241 | CC_g | -0.98447
CE01ISSM-RID16-03-CTDBPC000 | CE01ISSM-00001 | 1 | 7241 | CC_h | 0.15101
CE01ISSM-RID16-03-CTDBPC000 | CE01ISSM-00001 | 1 | 7241 | CC_i | -0.00038404
CE01ISSM-RID16-03-CTDBPC000 | CE01ISSM-00001 | 1 | 7241 | CC_j | 5.0744e-05
CE01ISSM-RID16-03-CTDBPC000 | CE01ISSM-00001 | 1 | 7241 | CC_cpcor | -9.57e-08
CE01ISSM-RID16-03-CTDBPC000 | CE01ISSM-00001 | 1 | 7241 | CC_ctcor | 3.25e-06
CE01ISSM-MFD37-03-CTDBPC000 | CE01ISSM-00001 | 1 | 7240 | CC_lat | 40.1368
CE01ISSM-MFD37-03-CTDBPC000 | CE01ISSM-00001 | 1 | 7240 | CC_lon | -70.7698
CE01ISSM-MFD37-03-CTDBPC000 | CE01ISSM-00001 | 1 | 7240 | CC_a0 | 0.0012368
CE01ISSM-MFD37-03-CTDBPC000 | CE01ISSM-00001 | 1 | 7240 | CC_a1 | 0.00027746
CE01ISSM-MFD37-03-CTDBPC000 | CE01ISSM-00001 | 1 | 7240 | CC_a2 | -1.231e-06
CE01ISSM-MFD37-03-CTDBPC000 | CE01ISSM-00001 | 1 | 7240 | CC_a3 | 1.8775e-07
CE01ISSM-MFD37-03-CTDBPC000 | CE01ISSM-00001 | 1 | 7240 | CC_ptempa0 | -64.707
CE01ISSM-MFD37-03-CTDBPC000 | CE01ISSM-00001 | 1 | 7240 | CC_ptempa1 | 54.7589
CE01ISSM-MFD37-03-CTDBPC000 | CE01ISSM-00001 | 1 | 7240 | CC_ptempa2 | -0.87074
CE01ISSM-MFD37-03-CTDBPC000 | CE01ISSM-00001 | 1 | 7240 | CC_ptca0 | 524746.7
CE01ISSM-MFD37-03-CTDBPC000 | CE01ISSM-00001 | 1 | 7240 | CC_ptca1 | 10.3608
CE01ISSM-MFD37-03-CTDBPC000 | CE01ISSM-00001 | 1 | 7240 | CC_ptca2 | -0.31995
CE01ISSM-MFD37-03-CTDBPC000 | CE01ISSM-00001 | 1 | 7240 | CC_ptcb0 | 24.8569
CE01ISSM-MFD37-03-CTDBPC000 | CE01ISSM-00001 | 1 | 7240 | CC_ptcb1 | -0.000625
CE01ISSM-MFD37-03-CTDBPC000 | CE01ISSM-00001 | 1 | 7240 | CC_ptcb2 | 0
CE01ISSM-MFD37-03-CTDBPC000 | CE01ISSM-00001 | 1 | 7240 | CC_pa0 | 0.039942
CE01ISSM-MFD37-03-CTDBPC000 | CE01ISSM-00001 | 1 | 7240 | CC_pa1 | 0.00049146
CE01ISSM-MFD37-03-CTDBPC000 | CE01ISSM-00001 | 1 | 7240 | CC_pa2 | -5.8585e-12
CE01ISSM-MFD37-03-CTDBPC000 | CE01ISSM-00001 | 1 | 7240 | CC_g | -0.98533
CE01ISSM-MFD37-03-CTDBPC000 | CE01ISSM-00001 | 1 | 7240 | CC_h | 0.15598
CE01ISSM-MFD37-03-CTDBPC000 | CE01ISSM-00001 | 1 | 7240 | CC_i | -0.00038764
CE01ISSM-MFD37-03-CTDBPC000 | CE01ISSM-00001 | 1 | 7240 | CC_j | 5.332e-05
CE01ISSM-MFD37-03-CTDBPC000 | CE01ISSM-00001 | 1 | 7240 | CC_cpcor | -9.57e-08
CE01ISSM-MFD37-03-CTDBPC000 | CE01ISSM-00001 | 1 | 7240 | CC_ctcor | 3.25e-06
CE01ISSM-RID16-03-DOSTAD000 | CE01ISSM-00001 | 1 | 135 | CC_lat | 44.6583
CE01ISSM-RID16-03-DOSTAD000 | CE01ISSM-00001 | 1 | 135 | CC_lon | -124.0957
CE01ISSM-RID16-03-DOSTAD000 | CE01ISSM-00001 | 1 | 135 | CC_csv | [2.68121E-03,1.11299E-04,2.25499E-06,2.32951E02,-3.19420E-01,-5.36404E01,4.55471E00]
CE01ISSM-MFD37-04-DOSTAD000 | CE01ISSM-00001 | 1 | 136 | CC_lat | 44.6583
CE01ISSM-MFD37-04-DOSTAD000 | CE01ISSM-00001 | 1 | 136 | CC_lon | -124.0957
CE01ISSM-MFD37-04-DOSTAD000 | CE01ISSM-00001 | 1 | 136 | CC_csv | [2.710680E-03,1.122548E-04,2.269757E-06,2.336689E+02,-3.111057E-01,-5.451850E+01,4.538447E+00]
CE01ISSM-RID16-07-NUTNRB000 | CE01ISSM-00001 | 1 | 243 | CC_lower_wavelength_limit_for_spectra_fit | 217 | Constant
CE01ISSM-RID16-07-NUTNRB000 | CE01ISSM-00001 | 1 | 243 | CC_upper_wavelength_limit_for_spectra_fit | 240 | Constant
CE01ISSM-RID16-07-NUTNRB000 | CE01ISSM-00001 | 1 | 243 | CC_cal_temp | 20.0637
CE01ISSM-RID16-07-NUTNRB000 | CE01ISSM-00001 | 1 | 243 | CC_wl | [190.55, 191.34, 192.13, 192.92, 193.71, 194.51, 195.3, 196.09, 196.88, 197.68, 198.47, 199.27, 200.06, 200.85, 201.65, 202.44, 203.24, 204.04, 204.83, 205.63, 206.42, 207.22, 208.02, 208.82, 209.61, 210.41, 211.21, 212.01, 212.81, 213.6, 214.4, 215.2, 216, 216.8, 217.6, 218.4, 219.2, 220, 220.8, 221.6, 222.41, 223.21, 224.01, 224.81, 225.61, 226.42, 227.22, 228.02, 228.82, 229.63, 230.43, 231.23, 232.04, 232.84, 233.65, 234.45, 235.26, 236.06, 236.87, 237.67, 238.48, 239.28, 240.09, 240.89, 241.7, 242.51, 243.31, 244.12, 244.92, 245.73, 246.54, 247.35, 248.15, 248.96, 249.77, 250.58, 251.38, 252.19, 253, 253.81, 254.62, 255.43, 256.24, 257.05, 257.85, 258.66, 259.47, 260.28, 261.09, 261.9, 262.71, 263.52, 264.33, 265.14, 265.95, 266.76, 267.58, 268.39, 269.2, 270.01, 270.82, 271.63, 272.44, 273.25, 274.07, 274.88, 275.69, 276.5, 277.31, 278.13, 278.94, 279.75, 280.56, 281.37, 282.19, 283, 283.81, 284.63, 285.44, 286.25, 287.06, 287.88, 288.69, 289.5, 290.32, 291.13, 291.94, 292.76, 293.57, 294.38, 295.2, 296.01, 296.83, 297.64, 298.45, 299.27, 300.08, 300.89, 301.71, 302.52, 303.34, 304.15, 304.97, 305.78, 306.59, 307.41, 308.22, 309.04, 309.85, 310.67, 311.48, 312.29, 313.11, 313.92, 314.74, 315.55, 316.37, 317.18, 317.99, 318.81, 319.62, 320.44, 321.25, 322.07, 322.88, 323.69, 324.51, 325.32, 326.14, 326.95, 327.77, 328.58, 329.39, 330.21, 331.02, 331.84, 332.65, 333.47, 334.28, 335.09, 335.91, 336.72, 337.54, 338.35, 339.16, 339.98, 340.79, 341.6, 342.42, 343.23, 344.04, 344.86, 345.67, 346.48, 347.3, 348.11, 348.92, 349.74, 350.55, 351.36, 352.18, 352.99, 353.8, 354.61, 355.43, 356.24, 357.05, 357.86, 358.67, 359.49, 360.3, 361.11, 361.92, 362.73, 363.54, 364.36, 365.17, 365.98, 366.79, 367.6, 368.41, 369.22, 370.03, 370.84, 371.65, 372.46, 373.27, 374.08, 374.89, 375.7, 376.51, 377.32, 378.13, 378.94, 379.75, 380.56, 381.37, 382.18, 382.98, 383.79, 384.6, 385.41, 386.22, 387.02, 387.83, 388.64, 389.45, 390.25, 391.06, 391.87, 392.67, 393.48, 394.29, 395.09, 395.9, 396.7]
CE01ISSM-RID16-07-NUTNRB000 | CE01ISSM-00001 | 1 | 243 | CC_eno3 | [-0.00055028, 0.00257788, -0.0005409, -0.00053622, -0.00053153, 0.02812641, -0.01027138, 0.00115625, -0.00154755, 0.0239351, -0.00323191, 0.00806201, 0.0062828, -0.00521559, 0.00079437, 0.00484712, -0.0002254, -0.00066949, -0.00285016, 0.00402158, 0.00002118, 0.00328458, 0.00497107, 0.00667917, 0.00645042, 0.00684509, 0.00654062, 0.00659147, 0.00628363, 0.0060101, 0.00569915, 0.00539266, 0.00506008, 0.00472258, 0.00436829, 0.00404434, 0.00370658, 0.00337205, 0.00304583, 0.00274239, 0.00243403, 0.00216799, 0.00192412, 0.00169175, 0.00146954, 0.0012954, 0.00111292, 0.00096818, 0.00084163, 0.00071685, 0.00059703, 0.00051244, 0.00043465, 0.0003616, 0.00028865, 0.00022704, 0.00019887, 0.00014042, 0.00011062, 0.00008632, 0.0000659, 0.00002712, 0.0000198, 0.00001703, 0.00000618, -0.00000987, 0.00001091, 0.00000013, -0.00001885, -0.00000961, -0.00001445, -0.00000878, -0.0000074, -0.00001202, 0.00000556, -0.00000053, 0.00000569, 0.00000422, 0.00000572, -0.00001123, -0.0000075, -0.00000416, 0.00000862, 0.00000491, 0.00000106, 0.00000136, 0.0000132, 0.00002551, 0.00000692, 0.00003273, 0.00001571, 0.0000323, 0.00003281, 0.00004162, 0.00002187, 0.00000232, 0.00002316, 0.00002844, 0.00003266, 0.00005513, 0.00001487, 0.00003617, 0.000042, 0.00006548, 0.00010995, 0.00010571, 0.00011357, 0.00011046, 0.00012258, 0.00008938, 0.00008847, 0.00009534, 0.00013588, 0.00012841, 0.000139, 0.00013072, 0.00013307, 0.00017482, 0.00017709, 0.00019823, 0.000167, 0.00021128, 0.00019146, 0.00021614, 0.00020981, 0.00021487, 0.00023433, 0.00023203, 0.00023349, 0.0002713, 0.00026427, 0.00024357, 0.00023727, 0.00024522, 0.00025633, 0.00024101, 0.00025006, 0.00028799, 0.00029935, 0.00030887, 0.00033609, 0.00035979, 0.00033388, 0.00038715, 0.00035092, 0.0003367, 0.00034367, 0.00035856, 0.00033134, 0.0003409, 0.00036168, 0.00033919, 0.00033608, 0.00036538, 0.00035038, 0.00034959, 0.00032838, 0.00036052, 0.00036325, 0.00038293, 0.00037118, 0.00036519, 0.0003891, 0.00038998, 0.00038512, 0.00037724, 0.00038914, 0.00040171, 0.00041734, 0.00040417, 0.00040155, 0.00043638, 0.00044975, 0.00043149, 0.00043165, 0.00047302, 0.00046129, 0.00048538, 0.00047105, 0.00045477, 0.00046513, 0.00047292, 0.00049133, 0.0004565, 0.00051061, 0.00047451, 0.00047528, 0.00047207, 0.00044592, 0.00049939, 0.00050121, 0.00047756, 0.00054031, 0.00048255, 0.00051205, 0.00055229, 0.00052627, 0.00050341, 0.00047841, 0.00047147, 0.00051108, 0.00048934, 0.00048698, 0.00048699, 0.00047204, 0.00047728, 0.00047945, 0.00057666, 0.00057611, 0.00054432, 0.00060854, 0.00062917, 0.00064744, 0.00062365, 0.00054131, 0.00062655, 0.0005691, 0.0006226, 0.00062019, 0.00059339, 0.00048966, 0.00052446, 0.00056517, 0.00054307, 0.00064933, 0.00061565, 0.00053052, 0.0005294, 0.00066099, 0.00055377, 0.00064034, 0.00060711, 0.0006406, 0.00063361, 0.00061536, 0.00076464, 0.00075735, 0.00077427, 0.00078838, 0.00074032, 0.00064546, 0.00067074, 0.00064694, 0.00061842, 0.00067816, 0.00072621, 0.0006724, 0.00060491, 0.00072425, 0.0007001, 0.0007254, 0.00066943, 0.00074544, 0.00094327, 0.00082036, 0.0008251]
CE01ISSM-RID16-07-NUTNRB000 | CE01ISSM-00001 | 1 | 243 | CC_eswa | [0.00644006, 0.01770282, 0.00101509, 0.00987918, 0.03250339, 0.0192799, 0.02182636, 0.01700726, 0.0147922, 0.01505573, 0.01937609, 0.0256531, 0.04127155, 0.05573724, 0.05829132, 0.06108243, 0.06751207, 0.06845177, 0.07039376, 0.07015837, 0.06774239, 0.0622965, 0.05605222, 0.05023061, 0.04382809, 0.03770567, 0.0318994, 0.0266643, 0.02217395, 0.01816291, 0.0147732, 0.01187158, 0.00945281, 0.00745696, 0.00589203, 0.00460314, 0.00358172, 0.00275901, 0.00214743, 0.00167701, 0.00130689, 0.00102508, 0.0008181, 0.0006613, 0.00053408, 0.00042618, 0.00036147, 0.00029696, 0.0002493, 0.00019925, 0.00018286, 0.00015237, 0.00012404, 0.00010792, 0.00008912, 0.00007735, 0.00006547, 0.0000549, 0.00003378, 0.00003459, 0.00003522, 0.00003064, 0.00000802, 0.0000066, 0.00002033, 0.00001397, -0.00000589, -0.00001837, 0.00002187, -0.00001076, -0.00000767, -0.00002429, -0.00000044, -0.0000087, -0.00000511, -0.00002287, -0.0000056, -0.00000013, -0.00000279, 0.00000116, 0.0000069, 0.00000942, 0.00000483, 0.00001323, 0.00000272, 0.00000946, -0.00000589, -0.00001119, -0.00001155, 0.00000411, 0.00003991, -0.0000149, 0.00001013, 0.00000734, 0.00003835, 0.00002652, 0.00006224, 0.00006498, 0.00003478, 0.00002953, 0.0000547, 0.00003918, 0.00005475, 0.00003085, 0.00001132, 0.0000527, 0.00003568, 0.00004955, 0.00001985, 0.00004526, 0.00006515, 0.00008904, 0.00006126, 0.00005841, 0.00008066, 0.00009207, 0.00010386, 0.0000821, 0.00007114, 0.00008617, 0.00011764, 0.00007633, 0.00009738, 0.00012237, 0.00012421, 0.0001214, 0.00009928, 0.00011842, 0.0001382, 0.0000974, 0.00011078, 0.0001283, 0.00016965, 0.0001673, 0.00016988, 0.00016135, 0.00021854, 0.00017751, 0.00017928, 0.00014803, 0.000175, 0.00015617, 0.00016888, 0.00014412, 0.00019536, 0.0002177, 0.00017474, 0.00018581, 0.00023695, 0.00025679, 0.00023436, 0.00024055, 0.00026645, 0.00025536, 0.00026144, 0.00024609, 0.00024997, 0.00027449, 0.00027576, 0.00025224, 0.00025991, 0.00030961, 0.00029956, 0.00034076, 0.00028037, 0.00034161, 0.00033479, 0.00033258, 0.00032318, 0.00035644, 0.00034332, 0.00032768, 0.00034446, 0.0003482, 0.00040181, 0.00033881, 0.00035379, 0.00032959, 0.00034453, 0.00038932, 0.00035175, 0.00036435, 0.0003833, 0.00041319, 0.00032924, 0.00038216, 0.00045858, 0.0004414, 0.00046548, 0.00039111, 0.00045531, 0.0004463, 0.00042785, 0.00043346, 0.00040407, 0.00035188, 0.0004041, 0.00040532, 0.00034507, 0.00044722, 0.0005229, 0.00049522, 0.00054972, 0.00056328, 0.00056641, 0.00055454, 0.00051308, 0.00054818, 0.00054645, 0.00056328, 0.00047139, 0.00046922, 0.00048192, 0.00048364, 0.00053808, 0.00043432, 0.00062018, 0.00058793, 0.00057836, 0.0005104, 0.00065456, 0.00060535, 0.00062518, 0.00060526, 0.00060694, 0.00079989, 0.00069693, 0.00071297, 0.00060707, 0.00069079, 0.00061798, 0.00065525, 0.00063944, 0.00068337, 0.0007274, 0.00066277, 0.00051646, 0.00064457, 0.00068673, 0.00061262, 0.00070598, 0.00076703, 0.00081436, 0.00077271, 0.00064173, 0.00075629, 0.00084056, 0.00083155, 0.00066739, 0.00074952, 0.00086184, 0.00089262, 0.00070513, 0.00065799, 0.00088742, 0.00089277]
CE01ISSM-RID16-07-NUTNRB000 | CE01ISSM-00001 | 1 | 243 | CC_di | [25.50021786, 26.31503268, 28.5372549, 32.5372549, 33.98169935, 35.68540305, 35.94466231, 38.09281046, 38.61132898, 44.5372549, 56.75947712, 112.87058824, 297.57429194, 754.35206972, 1718.68540305, 3272.94466231, 5390.38910675, 7766.27799564, 10177.7965141599, 12454.7965141599, 14647.72244009, 16736.27799564, 18743.68540305, 20579.8335512, 22217.5372549, 23553.64836601, 24432.16688453, 24797.87058824, 24709.8335512, 24224.87058824, 23449.35206972, 22568.16688453, 21720.68540305, 20982.35206972, 20434.98169935, 20105.01873638, 20001.35206972, 20134.61132898, 20504.38910675, 21098.75947712, 21933.31503268, 22981.87058824, 24194.68540305, 25543.90762527, 26998.35206972, 28436.38910675, 29781.38910675, 30926.94466231, 31755.24095861, 32193.35206972, 32154.98169935, 31678.46318083, 30818.35206972, 29596.35206972, 28179.12984749, 26698.01873638, 25211.31503268, 23796.09281046, 22560.68540305, 21457.46318083, 20528.42614379, 19760.5372549, 19156.31503268, 18738.05577342, 18456.01873638, 18315.09281046, 18324.20392157, 18468.27799564, 18734.38910675, 19140.8335512, 19656.05577342, 20243.05577342, 20907.46318083, 21578.38910675, 22242.24095861, 22855.98169935, 23353.27799564, 23671.8335512, 23797.42614379, 23665.75947712, 23294.12984749, 22693.8335512, 21885.61132898, 20904.42614379, 19805.90762527, 18666.12984749, 17531.5372549, 16459.27799564, 15422.31503268, 14491.31503268, 13671.42614379, 12930.98169935, 12293.94466231, 11748.16688453, 11292.87058824, 10923.8335512, 10636.16688453, 10411.57429194, 10269.64836601, 10194.98169935, 10163.61132898, 10212.7965141599, 10314.12984749, 10475.24095861, 10700.50021786, 10979.20392157, 11306.61132898, 11678.72244009, 12079.90762527, 12497.27799564, 12933.64836601, 13349.57429194, 13738.57429194, 14079.20392157, 14348.90762527, 14530.7965141599, 14629.5372549, 14619.5372549, 14509.35206972, 14313.61132898, 14033.16688453, 13699.46318083, 13320.90762527, 12918.87058824, 12503.20392157, 12103.16688453, 11707.90762527, 11332.7965141599, 10998.01873638, 10682.31503268, 10400.57429194, 10136.42614379, 9907.09281046, 9720.27799564, 9542.20392157, 9390.8335512, 9273.75947712, 9174.94466231, 9084.57429194, 9022.90762527, 8977.20392157, 8947.35206972, 8938.57429194, 8955.57429194, 8977.42614379, 9030.75947712, 9089.31503268, 9166.05577342, 9254.61132898, 9365.46318083, 9491.72244009, 9630.8335512, 9770.38910675, 9927.79651415999, 10085.16688453, 10245.61132898, 10398.24095861, 10559.09281046, 10700.87058824, 10839.35206972, 10956.5372549, 11050.90762527, 11126.35206972, 11162.87058824, 11149.20392157, 11101.16688453, 11007.46318083, 10861.61132898, 10675.31503268, 10440.87058824, 10176.8335512, 9891.61132898, 9592.98169935, 9297.24095861, 8999.98169935, 8685.68540305, 8384.42614379, 8100.8335512, 7814.72244009, 7548.09281046, 7278.79651415999, 7022.38910675, 6765.42614379, 6522.57429194, 6283.79651415999, 6051.12984749, 5833.94466231, 5616.98169935, 5412.72244009, 5223.79651415999, 5042.42614379, 4880.27799564, 4732.8335512, 4591.90762527, 4459.27799564, 4344.57429194, 4226.64836601, 4124.50021786, 4038.46318083, 3957.20392157, 3882.8335512, 3816.68540305, 3756.50021786, 3705.68540305, 3655.87058824, 3614.09281046, 3576.12984749, 3551.35206972, 3524.42614379, 3501.57429194, 3483.01873638, 3470.72244009, 3466.90762527, 3460.50021786, 3467.38910675, 3475.72244009, 3493.68540305, 3513.72244009, 3547.27799564, 3574.38910675, 3588.09281046, 3595.31503268, 3597.98169935, 3601.61132898, 3609.68540305, 3622.94466231, 3634.72244009, 3655.98169935, 3668.79651415999, 3683.94466231, 3694.64836601, 3700.72244009, 3717.75947712, 3738.09281046, 3725.75947712, 3678.94466231, 3612.94466231, 3555.16688453, 3499.79651415999, 3435.79651415999, 3372.68540305, 3313.27799564, 3246.5372549, 3193.90762527, 3136.8335512, 3082.61132898, 3016.35206972, 2948.42614379, 2901.24095861, 2873.12984749, 2819.12984749, 2684.90762527, 2470.27799564, 2197.35206972, 1917.64836601, 1917.64836601]
CE01ISSM-RID16-08-SPKIRB000 | CE01ISSM-00001 | 1 | 231 | CC_immersion_factor | [1.368, 1.41, 1.365, 1.354, 1.372, 1.322, 1.347]
CE01ISSM-RID16-08-SPKIRB000 | CE01ISSM-00001 | 1 | 231 | CC_offset | [2147709548.9, 2147154631.6, 2147523736.9, 2146915590.6, 2147485597.5, 2147057883.5, 2147226476]
CE01ISSM-RID16-08-SPKIRB000 | CE01ISSM-00001 | 1 | 231 | CC_scale | [0.000000199019863467, 0.000000195279432779, 0.000000213994711029, 0.000000210685091038, 0.000000193306549783, 0.00000020137401741, 0.000000224098692968]
CE01ISSM-MFD35-04-ADCPTM000 | CE01ISSM-00001 | 1 | 18225 | CC_depth | 25000
CE01ISSM-MFD35-04-ADCPTM000 | CE01ISSM-00001 | 1 | 18225 | CC_lat | 44.6583
CE01ISSM-MFD35-04-ADCPTM000 | CE01ISSM-00001 | 1 | 18225 | CC_lon | -124.0957
CE01ISSM-MFD35-04-ADCPTM000 | CE01ISSM-00001 | 1 | 18225 | CC_scale_factor1 | 0.45
CE01ISSM-MFD35-04-ADCPTM000 | CE01ISSM-00001 | 1 | 18225 | CC_scale_factor2 | 0.45
CE01ISSM-MFD35-04-ADCPTM000 | CE01ISSM-00001 | 1 | 18225 | CC_scale_factor3 | 0.45
CE01ISSM-MFD35-04-ADCPTM000 | CE01ISSM-00001 | 1 | 18225 | CC_scale_factor4 | 0.45
CE01ISSM-MFD35-01-VEL3DD000 | CE01ISSM-00001 | 1 | 9668 | CC_lat | 44.6583
CE01ISSM-MFD35-01-VEL3DD000 | CE01ISSM-00001 | 1 | 9668 | CC_lon | -124.0957
CE01ISSM-MFD35-02-PRESFA000 | CE01ISSM-00001 | 1 | 1351 | CC_c1 | 603.8619
CE01ISSM-MFD35-02-PRESFA000 | CE01ISSM-00001 | 1 | 1351 | CC_c2 | -13.9087
CE01ISSM-MFD35-02-PRESFA000 | CE01ISSM-00001 | 1 | 1351 | CC_c3 | -997.2383
CE01ISSM-MFD35-02-PRESFA000 | CE01ISSM-00001 | 1 | 1351 | CC_d1 | 0.022398
CE01ISSM-MFD35-02-PRESFA000 | CE01ISSM-00001 | 1 | 1351 | CC_d2 | 0
CE01ISSM-MFD35-02-PRESFA000 | CE01ISSM-00001 | 1 | 1351 | CC_offset_correction_factor | 0 | Constant
CE01ISSM-MFD35-02-PRESFA000 | CE01ISSM-00001 | 1 | 1351 | CC_pressure_offset_calibration_coefficient | -0.1447
CE01ISSM-MFD35-02-PRESFA000 | CE01ISSM-00001 | 1 | 1351 | CC_slope_correction_factor | 1 | Constant
CE01ISSM-MFD35-02-PRESFA000 | CE01ISSM-00001 | 1 | 1351 | CC_t1 | 27.6606
CE01ISSM-MFD35-02-PRESFA000 | CE01ISSM-00001 | 1 | 1351 | CC_t2 | 0.61513
CE01ISSM-MFD35-02-PRESFA000 | CE01ISSM-00001 | 1 | 1351 | CC_t3 | 18.5233
CE01ISSM-MFD35-02-PRESFA000 | CE01ISSM-00001 | 1 | 1351 | CC_t4 | 25.7938
CE01ISSM-MFD35-02-PRESFA000 | CE01ISSM-00001 | 1 | 1351 | CC_u0 | 5.8432
CE01ISSM-MFD35-02-PRESFA000 | CE01ISSM-00001 | 1 | 1351 | CC_y1 | -3843.931
CE01ISSM-MFD35-02-PRESFA000 | CE01ISSM-00001 | 1 | 1351 | CC_y2 | -9856.4
CE01ISSM-MFD35-02-PRESFA000 | CE01ISSM-00001 | 1 | 1351 | CC_y3 | 0
CE01ISSM-MFD35-02-PRESFA000 | CE01ISSM-00001 | 1 | 1351 | CC_b | 8388.6
CE01ISSM-MFD35-02-PRESFA000 | CE01ISSM-00001 | 1 | 1351 | CC_m | 125829.1
CE01ISSM-RID16-05-PCO2WB000 | CE01ISSM-00001 | 1 | C0061 | CC_cala | -0.1292
CE01ISSM-RID16-05-PCO2WB000 | CE01ISSM-00001 | 1 | C0061 | CC_calb | 1.4294
CE01ISSM-RID16-05-PCO2WB000 | CE01ISSM-00001 | 1 | C0061 | CC_calc | -2.4643
CE01ISSM-RID16-05-PCO2WB000 | CE01ISSM-00001 | 1 | C0061 | CC_calt | 14.69
CE01ISSM-RID16-05-PCO2WB000 | CE01ISSM-00001 | 1 | C0061 | CC_ea434 | 19706
CE01ISSM-RID16-05-PCO2WB000 | CE01ISSM-00001 | 1 | C0061 | CC_ea620 | 34
CE01ISSM-RID16-05-PCO2WB000 | CE01ISSM-00001 | 1 | C0061 | CC_eb434 | 3073
CE01ISSM-RID16-05-PCO2WB000 | CE01ISSM-00001 | 1 | C0061 | CC_eb620 | 44327
CE01ISSM-MFD35-05-PCO2WB000 | CE01ISSM-00001 | 1 | C0063 | CC_cala | -0.1754
CE01ISSM-MFD35-05-PCO2WB000 | CE01ISSM-00001 | 1 | C0063 | CC_calb | 1.6986
CE01ISSM-MFD35-05-PCO2WB000 | CE01ISSM-00001 | 1 | C0063 | CC_calc | -2.8828
CE01ISSM-MFD35-05-PCO2WB000 | CE01ISSM-00001 | 1 | C0063 | CC_calt | 14.8
CE01ISSM-MFD35-05-PCO2WB000 | CE01ISSM-00001 | 1 | C0063 | CC_ea434 | 19706
CE01ISSM-MFD35-05-PCO2WB000 | CE01ISSM-00001 | 1 | C0063 | CC_ea620 | 34
CE01ISSM-MFD35-05-PCO2WB000 | CE01ISSM-00001 | 1 | C0063 | CC_eb434 | 3073
CE01ISSM-MFD35-05-PCO2WB000 | CE01ISSM-00001 | 1 | C0063 | CC_eb620 | 44327
CE01ISSM-MFD00-00-CAMSA000 will be added in future deployments
CE01ISSM-MFD00-00-ZPLSCC000 will be added in future deployments
CE01ISSM-SBC11-00-CPMENG000 | CE01ISSM-00001 | 1 | CE01ISSM-00001-CPM1 |  |  | The serial number used here is bogus, pending identification of the real serial number.
CE01ISSM-RIC21-00-CPMENG000 | CE01ISSM-00001 | 1 | CE01ISSM-00001-CPM2 |  |  | The serial number used here is bogus, pending identification of the real serial number.
CE01ISSM-MFC31-00-CPMENG000 | CE01ISSM-00001 | 1 | CE01ISSM-00001-CPM3 |  |  | The serial number used here is bogus, pending identification of the real serial number.
CE01ISSM-SBD17-00-DCLENG000 | CE01ISSM-00001 | 1 | CE01ISSM-00001-DCL17 |  |  | The serial number used here is bogus, pending identification of the real serial number.
CE01ISSM-RID16-00-DCLENG000 | CE01ISSM-00001 | 1 | CE01ISSM-00001-DCL16 |  |  | The serial number used here is bogus, pending identification of the real serial number.
CE01ISSM-MFD35-00-DCLENG000 | CE01ISSM-00001 | 1 | CE01ISSM-00001-DCL35 |  |  | The serial number used here is bogus, pending identification of the real serial number.
CE01ISSM-MFD37-00-DCLENG000 | CE01ISSM-00001 | 1 | CE01ISSM-00001-DCL37 |  |  | The serial number used here is bogus, pending identification of the real serial number.

## ACS135_CC_taarray
0.032608 | 0.029591 | 0.025714 | 0.02377 | 0.021039 | 0.02049 | 0.019285 | 0.01722 | 0.016095 | 0.013953 | 0.012589 | 0.011581 | 0.010272 | 0.011131 | 0.007862 | 0.007146 | 0.007318 | 0.004535 | 0.002906 | 0.002871 | 0.002228 | 9.8e-05 | 0.000369 | 0 | -0.001862 | -0.00268 | -0.00382 | -0.004104 | -0.006417 | -0.005981 | -0.006682 | -0.007355 | -0.008141 | -0.007389 | -0.007334 | -0.005772 | -0.006788
0.031982 | 0.030266 | 0.026925 | 0.025027 | 0.023163 | 0.021698 | 0.020585 | 0.019362 | 0.018034 | 0.015783 | 0.015178 | 0.01348 | 0.012157 | 0.0121 | 0.009271 | 0.008381 | 0.008318 | 0.006546 | 0.004292 | 0.003238 | 0.003812 | 0.000783 | 0.000261 | 0 | -0.001291 | -0.002294 | -0.003572 | -0.003868 | -0.006055 | -0.006553 | -0.008222 | -0.008829 | -0.00995 | -0.009783 | -0.009036 | -0.008407 | -0.009038
0.031839 | 0.030374 | 0.027533 | 0.026068 | 0.024028 | 0.023099 | 0.021883 | 0.02057 | 0.01925 | 0.017376 | 0.01623 | 0.014717 | 0.013448 | 0.012978 | 0.010687 | 0.009417 | 0.009024 | 0.006615 | 0.004372 | 0.004115 | 0.002474 | 0.000976 | 0.00055 | 0 | -0.001406 | -0.002709 | -0.004422 | -0.005436 | -0.007705 | -0.008543 | -0.009618 | -0.010425 | -0.011769 | -0.0123 | -0.012041 | -0.01157 | -0.012785
0.033415 | 0.032049 | 0.029238 | 0.0273 | 0.025433 | 0.024448 | 0.023291 | 0.022155 | 0.020825 | 0.018893 | 0.017601 | 0.016079 | 0.015 | 0.014153 | 0.011782 | 0.01053 | 0.009757 | 0.00767 | 0.005598 | 0.004236 | 0.003652 | 0.002005 | 0.001115 | 0 | -0.001132 | -0.002771 | -0.004172 | -0.004967 | -0.007547 | -0.008834 | -0.009766 | -0.011281 | -0.012823 | -0.01299 | -0.013379 | -0.013417 | -0.014242
0.031707 | 0.031379 | 0.029071 | 0.027396 | 0.025525 | 0.024387 | 0.023237 | 0.021915 | 0.020692 | 0.019168 | 0.017766 | 0.016203 | 0.014732 | 0.013986 | 0.011463 | 0.010223 | 0.009867 | 0.007718 | 0.005649 | 0.004644 | 0.003461 | 0.001095 | 0.000679 | 0 | -0.001588 | -0.002997 | -0.00456 | -0.005824 | -0.008343 | -0.009416 | -0.010927 | -0.012282 | -0.014259 | -0.014586 | -0.01462 | -0.014748 | -0.01569
0.028192 | 0.028491 | 0.026971 | 0.025639 | 0.024101 | 0.023179 | 0.02218 | 0.021121 | 0.019839 | 0.018058 | 0.017088 | 0.015878 | 0.014378 | 0.013595 | 0.011242 | 0.010321 | 0.009463 | 0.007336 | 0.005356 | 0.004402 | 0.003217 | 0.001736 | 0.000794 | 0 | -0.001536 | -0.002685 | -0.004334 | -0.005647 | -0.007597 | -0.009074 | -0.010621 | -0.011748 | -0.013481 | -0.014023 | -0.014559 | -0.014851 | -0.01569
0.025926 | 0.02615 | 0.024897 | 0.023779 | 0.022473 | 0.021536 | 0.020774 | 0.01969 | 0.018757 | 0.017361 | 0.016135 | 0.01474 | 0.013688 | 0.012681 | 0.01075 | 0.009812 | 0.008706 | 0.007016 | 0.005295 | 0.004214 | 0.003158 | 0.001412 | 0.000936 | 0 | -0.001174 | -0.002416 | -0.004157 | -0.005239 | -0.007703 | -0.008553 | -0.010107 | -0.011232 | -0.012972 | -0.013778 | -0.014019 | -0.014118 | -0.014908
0.023121 | 0.023264 | 0.022184 | 0.021127 | 0.020076 | 0.019508 | 0.018919 | 0.017795 | 0.017024 | 0.015825 | 0.014772 | 0.013784 | 0.012644 | 0.011789 | 0.010033 | 0.008934 | 0.008221 | 0.006533 | 0.0049 | 0.003833 | 0.003132 | 0.001514 | 0.000727 | 0 | -0.001339 | -0.002352 | -0.003794 | -0.004917 | -0.006983 | -0.008101 | -0.009569 | -0.010773 | -0.012123 | -0.012874 | -0.012779 | -0.012997 | -0.013955
0.020519 | 0.02062 | 0.019736 | 0.018783 | 0.018051 | 0.017227 | 0.016621 | 0.015856 | 0.015165 | 0.014123 | 0.013313 | 0.012356 | 0.011272 | 0.01049 | 0.009015 | 0.007941 | 0.007105 | 0.005922 | 0.00438 | 0.003396 | 0.002568 | 0.001312 | 0.000762 | 0 | -0.001266 | -0.002186 | -0.003615 | -0.004535 | -0.006311 | -0.007656 | -0.008846 | -0.009853 | -0.011061 | -0.011814 | -0.011984 | -0.012145 | -0.012866
0.018012 | 0.018259 | 0.017604 | 0.016941 | 0.016137 | 0.015689 | 0.015033 | 0.014351 | 0.013861 | 0.013028 | 0.012164 | 0.011176 | 0.010492 | 0.009861 | 0.008376 | 0.007463 | 0.006899 | 0.005515 | 0.004137 | 0.00354 | 0.00255 | 0.001418 | 0.000759 | 0 | -0.000992 | -0.001836 | -0.003018 | -0.004085 | -0.00585 | -0.006799 | -0.007978 | -0.009062 | -0.00996 | -0.010575 | -0.0106 | -0.010976 | -0.011461
0.015788 | 0.016037 | 0.015394 | 0.014909 | 0.01424 | 0.013764 | 0.013281 | 0.012675 | 0.0123 | 0.011452 | 0.010757 | 0.00995 | 0.009171 | 0.008831 | 0.007399 | 0.006826 | 0.006051 | 0.004836 | 0.003694 | 0.002899 | 0.002152 | 0.00124 | 0.000809 | 0 | -0.00092 | -0.001783 | -0.002769 | -0.003766 | -0.005111 | -0.006096 | -0.007292 | -0.008012 | -0.009129 | -0.009774 | -0.009811 | -0.009875 | -0.010491
0.014296 | 0.014596 | 0.01415 | 0.013709 | 0.01317 | 0.012849 | 0.012402 | 0.011854 | 0.011457 | 0.010724 | 0.010104 | 0.009335 | 0.008753 | 0.008187 | 0.00696 | 0.006275 | 0.005543 | 0.00452 | 0.003379 | 0.002752 | 0.00206 | 0.001142 | 0.000766 | 0 | -0.000737 | -0.001454 | -0.002614 | -0.003168 | -0.004628 | -0.005507 | -0.006449 | -0.007155 | -0.008066 | -0.008435 | -0.008781 | -0.008835 | -0.009356
0.012486 | 0.012929 | 0.012596 | 0.012188 | 0.011699 | 0.011295 | 0.01108 | 0.010648 | 0.010308 | 0.00966 | 0.009213 | 0.008474 | 0.007647 | 0.007358 | 0.006226 | 0.00568 | 0.005004 | 0.004068 | 0.003131 | 0.002415 | 0.001743 | 0.000664 | 0.000516 | 0 | -0.000794 | -0.00154 | -0.002261 | -0.003114 | -0.004156 | -0.005051 | -0.005963 | -0.006621 | -0.007444 | -0.007774 | -0.007884 | -0.007896 | -0.008425
0.011029 | 0.011478 | 0.011349 | 0.01107 | 0.010649 | 0.010432 | 0.010092 | 0.00976 | 0.009339 | 0.008882 | 0.008366 | 0.00769 | 0.007245 | 0.006825 | 0.005734 | 0.005322 | 0.004653 | 0.003742 | 0.002778 | 0.002419 | 0.001724 | 0.000912 | 0.000583 | 0 | -0.000519 | -0.001111 | -0.001974 | -0.002653 | -0.003663 | -0.004253 | -0.005085 | -0.005671 | -0.006382 | -0.006736 | -0.006834 | -0.006894 | -0.007369
0.009995 | 0.010462 | 0.010408 | 0.010113 | 0.009716 | 0.009514 | 0.009187 | 0.008905 | 0.008558 | 0.008085 | 0.007572 | 0.006996 | 0.0066 | 0.006156 | 0.005302 | 0.004738 | 0.004244 | 0.003481 | 0.002494 | 0.00207 | 0.001385 | 0.000754 | 0.000485 | 0 | -0.000492 | -0.001035 | -0.001666 | -0.002254 | -0.003143 | -0.003933 | -0.004573 | -0.005062 | -0.005771 | -0.005954 | -0.006061 | -0.006003 | -0.006507
0.008886 | 0.009464 | 0.009392 | 0.00915 | 0.008838 | 0.008549 | 0.008486 | 0.008055 | 0.00792 | 0.007577 | 0.006998 | 0.006584 | 0.006066 | 0.005834 | 0.004912 | 0.004565 | 0.003994 | 0.003215 | 0.002516 | 0.001993 | 0.001423 | 0.000728 | 0.000545 | 0 | -0.000422 | -0.000892 | -0.001568 | -0.001969 | -0.002792 | -0.003305 | -0.003907 | -0.004266 | -0.004914 | -0.005086 | -0.005241 | -0.00533 | -0.005549
0.008492 | 0.008987 | 0.008928 | 0.008618 | 0.008314 | 0.008119 | 0.007844 | 0.007545 | 0.007246 | 0.006838 | 0.006536 | 0.006003 | 0.005538 | 0.005331 | 0.004458 | 0.004169 | 0.003538 | 0.002962 | 0.002201 | 0.001737 | 0.001292 | 0.000712 | 0.000357 | 0 | -0.000459 | -0.00084 | -0.001332 | -0.001742 | -0.002413 | -0.002915 | -0.003447 | -0.003726 | -0.004322 | -0.004494 | -0.004476 | -0.004484 | -0.004801
0.007865 | 0.00829 | 0.008237 | 0.007922 | 0.007688 | 0.007436 | 0.007229 | 0.006916 | 0.006758 | 0.006447 | 0.00609 | 0.005724 | 0.005199 | 0.004912 | 0.00432 | 0.003915 | 0.003399 | 0.002753 | 0.002042 | 0.001533 | 0.001249 | 0.000631 | 0.000317 | 0 | -0.000393 | -0.000722 | -0.001164 | -0.001527 | -0.002109 | -0.002535 | -0.002926 | -0.003306 | -0.003765 | -0.0039 | -0.004033 | -0.004018 | -0.004221
0.007417 | 0.007798 | 0.007619 | 0.007397 | 0.007023 | 0.006814 | 0.006645 | 0.006411 | 0.00618 | 0.005908 | 0.005633 | 0.005259 | 0.004901 | 0.004651 | 0.004008 | 0.003635 | 0.003265 | 0.002681 | 0.002024 | 0.001563 | 0.001115 | 0.000636 | 0.000435 | 0 | -0.000348 | -0.000608 | -0.001024 | -0.001302 | -0.001811 | -0.002176 | -0.00254 | -0.002838 | -0.00321 | -0.00336 | -0.003359 | -0.003288 | -0.003572
0.006503 | 0.006856 | 0.006757 | 0.00647 | 0.00621 | 0.005974 | 0.005888 | 0.005687 | 0.005529 | 0.005321 | 0.005086 | 0.004717 | 0.004438 | 0.00422 | 0.003603 | 0.003315 | 0.002814 | 0.002359 | 0.001723 | 0.00134 | 0.000963 | 0.000465 | 0.000253 | 0 | -0.000354 | -0.000618 | -0.000988 | -0.001218 | -0.001589 | -0.001892 | -0.002184 | -0.002369 | -0.00278 | -0.002807 | -0.002837 | -0.002806 | -0.003091
0.006294 | 0.006563 | 0.006394 | 0.006175 | 0.005804 | 0.005576 | 0.005428 | 0.005225 | 0.005172 | 0.00495 | 0.004734 | 0.004359 | 0.004157 | 0.003901 | 0.003335 | 0.003049 | 0.002671 | 0.0022 | 0.001667 | 0.001299 | 0.000822 | 0.000436 | 0.000223 | 0 | -0.000277 | -0.000442 | -0.000741 | -0.000842 | -0.001212 | -0.00144 | -0.001641 | -0.001842 | -0.002123 | -0.002169 | -0.002235 | -0.002148 | -0.002391
0.005888 | 0.006116 | 0.00593 | 0.005648 | 0.005356 | 0.005109 | 0.004993 | 0.004803 | 0.004674 | 0.004488 | 0.004297 | 0.004068 | 0.003867 | 0.003584 | 0.003091 | 0.002863 | 0.002406 | 0.002002 | 0.001508 | 0.001155 | 0.000816 | 0.000381 | 0.000217 | 0 | -0.000226 | -0.000366 | -0.000549 | -0.000652 | -0.000937 | -0.001059 | -0.00124 | -0.001448 | -0.00169 | -0.00169 | -0.001655 | -0.001686 | -0.001849
0.005299 | 0.00555 | 0.005397 | 0.005146 | 0.004868 | 0.004616 | 0.004457 | 0.004287 | 0.004248 | 0.004085 | 0.003921 | 0.003653 | 0.003466 | 0.003238 | 0.002867 | 0.002573 | 0.002296 | 0.001768 | 0.001316 | 0.000981 | 0.000723 | 0.000289 | 0.000203 | 0 | -0.000145 | -0.000282 | -0.000475 | -0.000442 | -0.000679 | -0.00072 | -0.000809 | -0.000993 | -0.001148 | -0.001194 | -0.001176 | -0.0012 | -0.001325
0.005017 | 0.005208 | 0.004969 | 0.00468 | 0.004418 | 0.004129 | 0.003972 | 0.003863 | 0.003803 | 0.003722 | 0.00354 | 0.003392 | 0.003143 | 0.003019 | 0.002594 | 0.002299 | 0.001974 | 0.001596 | 0.001174 | 0.000858 | 0.00056 | 0.000245 | 0.000109 | 0 | -0.000116 | -0.000166 | -0.000284 | -0.000255 | -0.000371 | -0.000377 | -0.00045 | -0.000517 | -0.000701 | -0.000639 | -0.00066 | -0.000622 | -0.000802
0.005065 | 0.005184 | 0.004958 | 0.004657 | 0.004363 | 0.004105 | 0.003922 | 0.003728 | 0.003718 | 0.003574 | 0.003439 | 0.003267 | 0.003159 | 0.002906 | 0.002517 | 0.002304 | 0.001948 | 0.001594 | 0.001206 | 0.000963 | 0.000673 | 0.000333 | 0.000203 | 0 | -5.7e-05 | -2.4e-05 | -0.000125 | -4.3e-05 | -2.5e-05 | -1.2e-05 | 2.7e-05 | -6.5e-05 | -0.000239 | -0.000156 | -0.000161 | -0.000179 | -0.000309
0.004983 | 0.005088 | 0.004845 | 0.004506 | 0.004262 | 0.003925 | 0.003752 | 0.003574 | 0.003538 | 0.003351 | 0.003246 | 0.003041 | 0.002913 | 0.002702 | 0.002295 | 0.002094 | 0.001825 | 0.001442 | 0.001095 | 0.000822 | 0.000534 | 0.00019 | 0.00014 | 0 | -8e-05 | -0.0001 | -0.000155 | 2e-05 | 8.3e-05 | 0.000137 | 0.000179 | 0.000143 | 3.3e-05 | 8.9e-05 | 6.9e-05 | 8.1e-05 | -4e-05
0.005202 | 0.005235 | 0.004887 | 0.004527 | 0.004221 | 0.003879 | 0.003659 | 0.003501 | 0.003441 | 0.003316 | 0.003222 | 0.002999 | 0.002864 | 0.002644 | 0.002279 | 0.00209 | 0.001804 | 0.001448 | 0.00102 | 0.000865 | 0.00055 | 0.000281 | 0.000134 | 0 | -6.6e-05 | 1.2e-05 | -6.2e-05 | 0.000161 | 0.000251 | 0.00043 | 0.000487 | 0.000504 | 0.000431 | 0.000447 | 0.000434 | 0.000443 | 0.000322
0.005384 | 0.005373 | 0.004994 | 0.004618 | 0.004282 | 0.003986 | 0.003755 | 0.003521 | 0.003441 | 0.003336 | 0.003179 | 0.003002 | 0.002798 | 0.002604 | 0.002253 | 0.002003 | 0.001783 | 0.001408 | 0.001038 | 0.0008 | 0.000499 | 0.000238 | 0.000158 | 0 | -5e-05 | 3.9e-05 | 5.6e-05 | 0.000247 | 0.000354 | 0.000624 | 0.00069 | 0.000694 | 0.000595 | 0.000666 | 0.00065 | 0.000653 | 0.000534
0.005716 | 0.005646 | 0.005195 | 0.004795 | 0.004461 | 0.004106 | 0.003847 | 0.003603 | 0.003506 | 0.003376 | 0.003137 | 0.002964 | 0.002826 | 0.002556 | 0.002223 | 0.001977 | 0.001721 | 0.001425 | 0.00102 | 0.000798 | 0.000528 | 0.000256 | 0.00011 | 0 | -2.7e-05 | 1.9e-05 | 4.6e-05 | 0.000265 | 0.000453 | 0.000655 | 0.000775 | 0.000822 | 0.000713 | 0.000748 | 0.000755 | 0.000747 | 0.000639
0.005868 | 0.005734 | 0.005238 | 0.0048 | 0.004423 | 0.004047 | 0.003767 | 0.003475 | 0.003357 | 0.003213 | 0.003054 | 0.002845 | 0.002683 | 0.002467 | 0.002123 | 0.001875 | 0.001609 | 0.001331 | 0.000996 | 0.000759 | 0.000473 | 0.000237 | 0.000156 | 0 | -3.1e-05 | 6e-05 | 4.1e-05 | 0.000294 | 0.000478 | 0.000679 | 0.00083 | 0.000861 | 0.00079 | 0.000801 | 0.000813 | 0.000806 | 0.000679
0.006297 | 0.006101 | 0.005534 | 0.005096 | 0.004709 | 0.00431 | 0.003971 | 0.003681 | 0.003568 | 0.003386 | 0.003179 | 0.002939 | 0.002773 | 0.002539 | 0.002174 | 0.00195 | 0.00165 | 0.001317 | 0.001034 | 0.000786 | 0.000538 | 0.000276 | 0.000201 | 0 | -2e-06 | 4.7e-05 | 6.9e-05 | 0.000264 | 0.000431 | 0.000642 | 0.000768 | 0.00082 | 0.000748 | 0.000759 | 0.000725 | 0.000729 | 0.000604
0.006159 | 0.005997 | 0.005461 | 0.005005 | 0.004643 | 0.004287 | 0.003978 | 0.00365 | 0.003497 | 0.003311 | 0.003127 | 0.002898 | 0.002738 | 0.002461 | 0.002112 | 0.001887 | 0.001618 | 0.001304 | 0.000952 | 0.000766 | 0.0005 | 0.000245 | 0.000127 | 0 | -4.2e-05 | 2e-06 | -1.3e-05 | 0.000168 | 0.000323 | 0.000487 | 0.000606 | 0.000635 | 0.000539 | 0.000537 | 0.000571 | 0.000524 | 0.000419
0.006219 | 0.006077 | 0.005555 | 0.005095 | 0.004738 | 0.004379 | 0.004062 | 0.003768 | 0.003623 | 0.003436 | 0.003197 | 0.002969 | 0.002805 | 0.002585 | 0.002204 | 0.001971 | 0.001686 | 0.001361 | 0.001068 | 0.000825 | 0.000586 | 0.000284 | 0.000159 | 0 | -4.6e-05 | 3.6e-05 | 6e-06 | 0.000163 | 0.000241 | 0.000445 | 0.00053 | 0.000519 | 0.00045 | 0.000432 | 0.000438 | 0.000409 | 0.000263
0.005792 | 0.005717 | 0.005287 | 0.004875 | 0.004531 | 0.004221 | 0.003957 | 0.003671 | 0.003514 | 0.003332 | 0.00312 | 0.002885 | 0.002691 | 0.002497 | 0.002139 | 0.001874 | 0.001596 | 0.00134 | 0.001041 | 0.000826 | 0.000535 | 0.000309 | 0.000148 | 0 | -4.3e-05 | -5.3e-05 | -3.1e-05 | 9.4e-05 | 0.000177 | 0.000323 | 0.000385 | 0.000365 | 0.000293 | 0.000267 | 0.00029 | 0.000249 | 9.8e-05
0.005603 | 0.005581 | 0.00521 | 0.004847 | 0.00453 | 0.004245 | 0.004004 | 0.003705 | 0.003565 | 0.003374 | 0.003163 | 0.002944 | 0.002742 | 0.002517 | 0.002171 | 0.001917 | 0.001649 | 0.001323 | 0.001015 | 0.000789 | 0.000519 | 0.000266 | 0.000111 | 0 | -0.000102 | -5.6e-05 | -7.8e-05 | -9e-06 | 7.1e-05 | 0.000169 | 0.000218 | 0.000184 | 0.000113 | 9.6e-05 | 7e-05 | 3.2e-05 | -9.6e-05
0.005439 | 0.005471 | 0.005148 | 0.004832 | 0.004552 | 0.004284 | 0.004054 | 0.003802 | 0.003636 | 0.003451 | 0.003251 | 0.003004 | 0.002815 | 0.002565 | 0.00224 | 0.001974 | 0.001708 | 0.00139 | 0.001087 | 0.000826 | 0.000605 | 0.000301 | 0.000215 | 0 | -3.9e-05 | -2e-05 | -8e-05 | -4e-06 | 1e-05 | 0.000102 | 0.000112 | 0.000112 | 5e-06 | -2.4e-05 | -2.6e-05 | -7.3e-05 | -0.000209
0.005557 | 0.005578 | 0.005271 | 0.004951 | 0.004685 | 0.004459 | 0.004212 | 0.003946 | 0.003766 | 0.003572 | 0.003351 | 0.003118 | 0.00289 | 0.002649 | 0.002291 | 0.002004 | 0.001743 | 0.00142 | 0.001071 | 0.000861 | 0.000606 | 0.000339 | 0.000182 | 0 | -5.6e-05 | -6.5e-05 | -0.000135 | -5.9e-05 | -3.9e-05 | 6e-06 | 3e-06 | -3.9e-05 | -0.000134 | -0.000145 | -0.00017 | -0.000197 | -0.000359
0.005557 | 0.005601 | 0.005327 | 0.00501 | 0.00476 | 0.004543 | 0.004309 | 0.004071 | 0.003897 | 0.003691 | 0.003476 | 0.003198 | 0.002973 | 0.00269 | 0.002364 | 0.002075 | 0.001768 | 0.001447 | 0.001133 | 0.000915 | 0.000587 | 0.00034 | 0.00021 | 0 | -7.4e-05 | -7.1e-05 | -0.000153 | -7.8e-05 | -0.000101 | -9.3e-05 | -8.4e-05 | -0.000168 | -0.000275 | -0.000283 | -0.000311 | -0.000356 | -0.000462
0.005628 | 0.005668 | 0.005386 | 0.005088 | 0.004853 | 0.004624 | 0.004408 | 0.004126 | 0.003942 | 0.003749 | 0.003503 | 0.003225 | 0.00302 | 0.002737 | 0.002363 | 0.002082 | 0.001767 | 0.001474 | 0.001146 | 0.000904 | 0.000645 | 0.000364 | 0.00019 | 0 | -9.4e-05 | -0.000108 | -0.000162 | -0.000121 | -0.000134 | -0.000151 | -0.000165 | -0.000232 | -0.000372 | -0.000376 | -0.000374 | -0.000409 | -0.000539
0.005715 | 0.005744 | 0.00545 | 0.005157 | 0.004917 | 0.004686 | 0.004489 | 0.004206 | 0.004031 | 0.003823 | 0.003565 | 0.003292 | 0.003078 | 0.002794 | 0.00243 | 0.002152 | 0.001842 | 0.001513 | 0.001171 | 0.00092 | 0.000641 | 0.000362 | 0.000193 | 0 | -8.9e-05 | -0.000101 | -0.000178 | -0.000188 | -0.000229 | -0.000237 | -0.000278 | -0.000343 | -0.000439 | -0.000439 | -0.000448 | -0.000485 | -0.000609
0.005628 | 0.005641 | 0.005352 | 0.005055 | 0.004833 | 0.004632 | 0.004408 | 0.004142 | 0.003965 | 0.00377 | 0.00351 | 0.003256 | 0.003039 | 0.002739 | 0.002411 | 0.002092 | 0.001782 | 0.001472 | 0.00118 | 0.00092 | 0.000657 | 0.000348 | 0.000192 | 0 | -0.0001 | -0.000121 | -0.000219 | -0.000203 | -0.000275 | -0.000281 | -0.000307 | -0.000407 | -0.000479 | -0.000512 | -0.000496 | -0.000513 | -0.000623
0.005901 | 0.005881 | 0.005549 | 0.005229 | 0.005007 | 0.004769 | 0.004549 | 0.004271 | 0.004062 | 0.003864 | 0.003602 | 0.003339 | 0.003136 | 0.00283 | 0.002495 | 0.002201 | 0.001852 | 0.001555 | 0.001212 | 0.000956 | 0.000691 | 0.000391 | 0.000213 | 0 | -0.000107 | -0.000137 | -0.000244 | -0.000267 | -0.00035 | -0.000352 | -0.000396 | -0.000469 | -0.00056 | -0.000564 | -0.00055 | -0.000567 | -0.000677
0.005858 | 0.005826 | 0.005479 | 0.00516 | 0.004944 | 0.00472 | 0.004519 | 0.004222 | 0.004042 | 0.003809 | 0.003574 | 0.003328 | 0.003101 | 0.002811 | 0.002455 | 0.002169 | 0.001836 | 0.001537 | 0.001229 | 0.000963 | 0.00067 | 0.000375 | 0.000232 | 0 | -0.000114 | -0.000169 | -0.000282 | -0.000289 | -0.000401 | -0.000433 | -0.000455 | -0.000506 | -0.000585 | -0.000616 | -0.000572 | -0.00058 | -0.000685
0.007228 | 0.007129 | 0.006775 | 0.00647 | 0.006258 | 0.006014 | 0.005801 | 0.005485 | 0.005299 | 0.005068 | 0.00479 | 0.004473 | 0.004199 | 0.003851 | 0.003391 | 0.003015 | 0.002599 | 0.002164 | 0.001744 | 0.001388 | 0.001005 | 0.000688 | 0.000372 | 0 | -0.000315 | -0.000627 | -0.001043 | -0.001401 | -0.001875 | -0.002258 | -0.0026 | -0.002845 | -0.002964 | -0.002916 | -0.00282 | -0.002755 | -0.002832
0.007291 | 0.007197 | 0.006846 | 0.006534 | 0.006348 | 0.006099 | 0.005876 | 0.005585 | 0.005395 | 0.005174 | 0.004878 | 0.004585 | 0.004275 | 0.003919 | 0.003474 | 0.003076 | 0.002633 | 0.002227 | 0.001803 | 0.001459 | 0.001084 | 0.000676 | 0.000386 | 0 | -0.000342 | -0.000658 | -0.001111 | -0.001502 | -0.002001 | -0.002393 | -0.002743 | -0.003015 | -0.003143 | -0.003129 | -0.003014 | -0.002989 | -0.003043
0.007253 | 0.007201 | 0.006895 | 0.006623 | 0.006399 | 0.006194 | 0.005962 | 0.005689 | 0.005497 | 0.005283 | 0.005007 | 0.00468 | 0.004393 | 0.003985 | 0.003548 | 0.003152 | 0.002711 | 0.002278 | 0.001858 | 0.00149 | 0.001109 | 0.000713 | 0.000428 | 0 | -0.00035 | -0.000684 | -0.001144 | -0.001581 | -0.002087 | -0.002512 | -0.002895 | -0.003167 | -0.003314 | -0.003293 | -0.003199 | -0.00318 | -0.003239
0.007345 | 0.007306 | 0.007006 | 0.006714 | 0.006476 | 0.006252 | 0.006024 | 0.005731 | 0.005517 | 0.005287 | 0.004993 | 0.00465 | 0.004355 | 0.003984 | 0.003527 | 0.003136 | 0.002688 | 0.00226 | 0.001855 | 0.001489 | 0.001093 | 0.000702 | 0.000363 | 0 | -0.000348 | -0.000678 | -0.001173 | -0.001609 | -0.002139 | -0.002582 | -0.002977 | -0.00323 | -0.003397 | -0.00337 | -0.003328 | -0.003285 | -0.00337
0.007359 | 0.007342 | 0.007045 | 0.006745 | 0.006529 | 0.006292 | 0.006072 | 0.005793 | 0.00557 | 0.005326 | 0.005046 | 0.004701 | 0.004389 | 0.00401 | 0.003579 | 0.003138 | 0.002727 | 0.002294 | 0.001857 | 0.001467 | 0.001089 | 0.000729 | 0.000401 | 0 | -0.000358 | -0.000724 | -0.001181 | -0.001668 | -0.002195 | -0.002652 | -0.003023 | -0.003293 | -0.003465 | -0.003448 | -0.003418 | -0.003405 | -0.003487
0.007237 | 0.0073 | 0.007056 | 0.006757 | 0.006542 | 0.006304 | 0.006077 | 0.005784 | 0.005554 | 0.005301 | 0.004988 | 0.004649 | 0.004331 | 0.003955 | 0.003498 | 0.003088 | 0.002667 | 0.002269 | 0.001813 | 0.001498 | 0.001083 | 0.000713 | 0.000389 | 0 | -0.000337 | -0.0007 | -0.001165 | -0.00162 | -0.002123 | -0.002558 | -0.002941 | -0.003221 | -0.00339 | -0.003377 | -0.003359 | -0.003321 | -0.003427
0.007062 | 0.007122 | 0.006852 | 0.006585 | 0.006369 | 0.006161 | 0.005956 | 0.005663 | 0.005435 | 0.005197 | 0.004895 | 0.004549 | 0.004232 | 0.003872 | 0.003434 | 0.00304 | 0.002612 | 0.002212 | 0.001797 | 0.001454 | 0.001084 | 0.000665 | 0.000386 | 0 | -0.000341 | -0.000667 | -0.001101 | -0.001544 | -0.00202 | -0.002451 | -0.002803 | -0.003071 | -0.003248 | -0.003253 | -0.003218 | -0.003214 | -0.003313
0.006919 | 0.006985 | 0.006726 | 0.006436 | 0.006204 | 0.005993 | 0.005774 | 0.005452 | 0.005199 | 0.004942 | 0.004607 | 0.004299 | 0.004016 | 0.003657 | 0.003251 | 0.002875 | 0.002468 | 0.002095 | 0.001714 | 0.001347 | 0.001019 | 0.00066 | 0.000363 | 0 | -0.000332 | -0.000639 | -0.001037 | -0.001448 | -0.00189 | -0.002277 | -0.002605 | -0.002867 | -0.003013 | -0.003038 | -0.003026 | -0.003024 | -0.003136
0.006827 | 0.00694 | 0.006692 | 0.006395 | 0.006144 | 0.005945 | 0.005722 | 0.005419 | 0.00517 | 0.004897 | 0.004585 | 0.004265 | 0.003985 | 0.003622 | 0.003176 | 0.002813 | 0.002432 | 0.002043 | 0.001677 | 0.00134 | 0.000968 | 0.000626 | 0.00036 | 0 | -0.000261 | -0.000532 | -0.000888 | -0.001242 | -0.001644 | -0.001991 | -0.002266 | -0.00248 | -0.002655 | -0.002678 | -0.002637 | -0.002646 | -0.002783
0.006599 | 0.006691 | 0.006483 | 0.006183 | 0.005965 | 0.005737 | 0.005548 | 0.005253 | 0.004994 | 0.00473 | 0.004411 | 0.004078 | 0.003803 | 0.003477 | 0.003061 | 0.0027 | 0.002322 | 0.001983 | 0.001602 | 0.001284 | 0.000927 | 0.000614 | 0.000369 | 0 | -0.000241 | -0.000514 | -0.000875 | -0.001165 | -0.001526 | -0.001846 | -0.002122 | -0.002322 | -0.002477 | -0.002509 | -0.002491 | -0.002494 | -0.002601
0.006375 | 0.00645 | 0.006204 | 0.005942 | 0.005708 | 0.005506 | 0.005306 | 0.00499 | 0.00479 | 0.004508 | 0.004232 | 0.003908 | 0.003657 | 0.003308 | 0.002934 | 0.002583 | 0.002222 | 0.001887 | 0.001507 | 0.001217 | 0.0009 | 0.000577 | 0.000327 | 0 | -0.000223 | -0.000466 | -0.000766 | -0.001049 | -0.001381 | -0.001663 | -0.001904 | -0.002111 | -0.00223 | -0.002253 | -0.002227 | -0.002222 | -0.002357
0.00617 | 0.006225 | 0.005999 | 0.0057 | 0.005459 | 0.005243 | 0.005042 | 0.00476 | 0.004528 | 0.004309 | 0.004032 | 0.003726 | 0.003471 | 0.003163 | 0.002811 | 0.002486 | 0.002129 | 0.001833 | 0.001454 | 0.001202 | 0.000861 | 0.000553 | 0.0003 | 0 | -0.000218 | -0.000409 | -0.000682 | -0.000917 | -0.001232 | -0.001465 | -0.001687 | -0.001856 | -0.001959 | -0.001995 | -0.001961 | -0.00196 | -0.002086
0.005955 | 0.006019 | 0.005747 | 0.005448 | 0.005211 | 0.004977 | 0.004761 | 0.00449 | 0.004288 | 0.004066 | 0.00381 | 0.003537 | 0.003295 | 0.003004 | 0.002651 | 0.002357 | 0.002015 | 0.001694 | 0.001365 | 0.001113 | 0.00079 | 0.000468 | 0.000236 | 0 | -0.000233 | -0.0004 | -0.000649 | -0.000847 | -0.001072 | -0.001279 | -0.001452 | -0.001594 | -0.001704 | -0.001719 | -0.001679 | -0.001697 | -0.001809
0.005706 | 0.005722 | 0.005442 | 0.005119 | 0.004895 | 0.004651 | 0.004451 | 0.004191 | 0.003984 | 0.003791 | 0.003544 | 0.003293 | 0.00308 | 0.002782 | 0.002457 | 0.002181 | 0.001824 | 0.001538 | 0.001259 | 0.001003 | 0.000716 | 0.000451 | 0.000199 | 0 | -0.000185 | -0.000313 | -0.000573 | -0.00072 | -0.000945 | -0.001134 | -0.001275 | -0.001413 | -0.001524 | -0.001507 | -0.001499 | -0.001491 | -0.001608
0.005428 | 0.005417 | 0.005138 | 0.004865 | 0.004638 | 0.004434 | 0.004254 | 0.003982 | 0.003811 | 0.003657 | 0.003464 | 0.003228 | 0.003027 | 0.002787 | 0.002452 | 0.002177 | 0.001882 | 0.001566 | 0.00128 | 0.001029 | 0.000751 | 0.000492 | 0.000246 | 0 | -0.000176 | -0.000304 | -0.000528 | -0.000674 | -0.000866 | -0.001024 | -0.001154 | -0.001289 | -0.00136 | -0.001363 | -0.001327 | -0.00131 | -0.001448
0.005192 | 0.005199 | 0.004937 | 0.004707 | 0.004506 | 0.004328 | 0.004115 | 0.003858 | 0.003696 | 0.003545 | 0.003339 | 0.003124 | 0.002929 | 0.002703 | 0.002369 | 0.00213 | 0.001819 | 0.001519 | 0.00122 | 0.001012 | 0.000722 | 0.000457 | 0.000248 | 0 | -0.000168 | -0.000284 | -0.000479 | -0.000589 | -0.000747 | -0.000862 | -0.000997 | -0.001066 | -0.001156 | -0.00112 | -0.001116 | -0.00111 | -0.001232
0.004893 | 0.004854 | 0.004571 | 0.004329 | 0.004141 | 0.003977 | 0.00381 | 0.003537 | 0.003425 | 0.003293 | 0.003113 | 0.002913 | 0.002747 | 0.002535 | 0.002224 | 0.00201 | 0.0017 | 0.001449 | 0.001145 | 0.00094 | 0.000661 | 0.000403 | 0.000211 | 0 | -0.000153 | -0.000281 | -0.000455 | -0.000527 | -0.000641 | -0.000738 | -0.000812 | -0.000897 | -0.000953 | -0.000938 | -0.000921 | -0.000908 | -0.001033
0.004636 | 0.004608 | 0.004334 | 0.004096 | 0.003935 | 0.003763 | 0.003597 | 0.003366 | 0.003269 | 0.003149 | 0.003 | 0.002823 | 0.002663 | 0.002439 | 0.002185 | 0.001928 | 0.001658 | 0.001394 | 0.001121 | 0.000919 | 0.000651 | 0.000419 | 0.000213 | 0 | -0.00012 | -0.000203 | -0.000357 | -0.000415 | -0.000475 | -0.000529 | -0.000559 | -0.000616 | -0.00068 | -0.000642 | -0.000633 | -0.00059 | -0.000733
0.004251 | 0.004221 | 0.003952 | 0.003725 | 0.003578 | 0.003403 | 0.003228 | 0.003019 | 0.002956 | 0.002897 | 0.002731 | 0.002591 | 0.002477 | 0.002296 | 0.002027 | 0.0018 | 0.001553 | 0.001305 | 0.001062 | 0.000847 | 0.000592 | 0.000351 | 0.000204 | 0 | -0.000128 | -0.00019 | -0.0003 | -0.000323 | -0.000365 | -0.000343 | -0.000372 | -0.000404 | -0.000438 | -0.000437 | -0.000411 | -0.000368 | -0.000512
0.0041 | 0.004089 | 0.003837 | 0.003603 | 0.003446 | 0.003273 | 0.003098 | 0.002881 | 0.002826 | 0.002736 | 0.00261 | 0.002478 | 0.002388 | 0.002218 | 0.001974 | 0.001743 | 0.001515 | 0.001254 | 0.001032 | 0.000796 | 0.000587 | 0.000348 | 0.000175 | 0 | -0.000116 | -0.000143 | -0.000246 | -0.000201 | -0.000188 | -0.000125 | -0.000129 | -0.000151 | -0.000187 | -0.000158 | -0.000107 | -0.000138 | -0.000255
0.003994 | 0.003955 | 0.003683 | 0.003441 | 0.003293 | 0.00313 | 0.002946 | 0.002745 | 0.002689 | 0.002642 | 0.002532 | 0.002399 | 0.002324 | 0.002166 | 0.001922 | 0.001706 | 0.00148 | 0.001216 | 0.000981 | 0.000789 | 0.000545 | 0.000346 | 0.000184 | 0 | -7.5e-05 | -9e-05 | -0.000154 | -7.1e-05 | 2e-06 | 7.8e-05 | 0.000124 | 0.000142 | 9.1e-05 | 0.000125 | 0.000143 | 0.000154 | 1.8e-05
0.003631 | 0.003613 | 0.003371 | 0.003135 | 0.003022 | 0.002828 | 0.002654 | 0.002457 | 0.002462 | 0.002411 | 0.002335 | 0.00225 | 0.002172 | 0.002037 | 0.001817 | 0.001612 | 0.001399 | 0.001205 | 0.000944 | 0.000773 | 0.00053 | 0.000306 | 0.000172 | 0 | -9.2e-05 | -6.9e-05 | -8.5e-05 | 2e-06 | 0.000109 | 0.000223 | 0.000312 | 0.000322 | 0.00027 | 0.000355 | 0.000347 | 0.000322 | 0.0002
0.003624 | 0.003593 | 0.003334 | 0.003115 | 0.002956 | 0.0028 | 0.002612 | 0.002394 | 0.002381 | 0.002335 | 0.002277 | 0.002201 | 0.002134 | 0.002016 | 0.001765 | 0.001622 | 0.001388 | 0.001188 | 0.000928 | 0.000742 | 0.000526 | 0.000307 | 0.000197 | 0 | -6.6e-05 | -4.2e-05 | -3.6e-05 | 0.000104 | 0.00024 | 0.00041 | 0.000524 | 0.000545 | 0.000515 | 0.000563 | 0.00056 | 0.000556 | 0.000394
0.003362 | 0.003369 | 0.003134 | 0.002928 | 0.002802 | 0.002631 | 0.002441 | 0.002225 | 0.002231 | 0.002216 | 0.002159 | 0.002087 | 0.002054 | 0.001948 | 0.001696 | 0.001566 | 0.001346 | 0.001164 | 0.0009 | 0.000731 | 0.000509 | 0.000306 | 0.00018 | 0 | -5.2e-05 | 1.2e-05 | 4.4e-05 | 0.000189 | 0.000357 | 0.00054 | 0.000671 | 0.000738 | 0.000696 | 0.000713 | 0.000762 | 0.000708 | 0.000536
0.00324 | 0.003258 | 0.003038 | 0.002834 | 0.00269 | 0.002515 | 0.002344 | 0.002108 | 0.002124 | 0.002115 | 0.002055 | 0.002007 | 0.001956 | 0.001874 | 0.001647 | 0.001495 | 0.001287 | 0.001083 | 0.000876 | 0.00069 | 0.000492 | 0.000272 | 0.000151 | 0 | -3.7e-05 | 1.3e-05 | 4.7e-05 | 0.000247 | 0.000432 | 0.000616 | 0.000784 | 0.000834 | 0.000815 | 0.00083 | 0.000839 | 0.000792 | 0.000617
0.003046 | 0.003099 | 0.002889 | 0.002705 | 0.002556 | 0.002384 | 0.00218 | 0.001981 | 0.002008 | 0.001991 | 0.001957 | 0.001901 | 0.001868 | 0.001781 | 0.001572 | 0.001457 | 0.001264 | 0.001058 | 0.000863 | 0.000695 | 0.000465 | 0.000261 | 0.000133 | 0 | 9e-06 | 5.6e-05 | 0.000127 | 0.000328 | 0.000512 | 0.000752 | 0.00091 | 0.00094 | 0.000913 | 0.000928 | 0.000946 | 0.000885 | 0.000684
0.002815 | 0.002898 | 0.002708 | 0.002532 | 0.002378 | 0.002246 | 0.002029 | 0.001807 | 0.001807 | 0.001819 | 0.001792 | 0.001769 | 0.00173 | 0.00166 | 0.001471 | 0.001379 | 0.001157 | 0.001004 | 0.000773 | 0.000647 | 0.00042 | 0.000241 | 0.000135 | 0 | -2.6e-05 | 5.2e-05 | 0.000151 | 0.000361 | 0.000529 | 0.000773 | 0.00089 | 0.000964 | 0.00092 | 0.000924 | 0.000899 | 0.000852 | 0.000654
0.002454 | 0.002594 | 0.002457 | 0.002284 | 0.002159 | 0.001994 | 0.001778 | 0.001579 | 0.001599 | 0.001615 | 0.00162 | 0.001626 | 0.00161 | 0.001546 | 0.001358 | 0.001258 | 0.001097 | 0.000913 | 0.000709 | 0.000642 | 0.000421 | 0.000224 | 0.000114 | 0 | 2e-06 | 8.6e-05 | 0.000134 | 0.000355 | 0.000543 | 0.000781 | 0.000903 | 0.000991 | 0.000885 | 0.000928 | 0.000913 | 0.000819 | 0.000604
0.0024 | 0.002565 | 0.002429 | 0.002254 | 0.002111 | 0.001944 | 0.001714 | 0.001491 | 0.001543 | 0.001539 | 0.001527 | 0.001498 | 0.001528 | 0.001481 | 0.00129 | 0.001193 | 0.001038 | 0.000835 | 0.000675 | 0.000545 | 0.000399 | 0.000201 | 9.9e-05 | 0 | -4.8e-05 | 5.5e-05 | 0.000117 | 0.000313 | 0.0005 | 0.000673 | 0.000812 | 0.000829 | 0.000754 | 0.000766 | 0.000747 | 0.000657 | 0.000451
0.002221 | 0.002427 | 0.002303 | 0.00212 | 0.001985 | 0.001812 | 0.001604 | 0.00139 | 0.001408 | 0.001424 | 0.001449 | 0.001417 | 0.001445 | 0.001394 | 0.001239 | 0.001166 | 0.000998 | 0.000895 | 0.000669 | 0.000561 | 0.000389 | 0.000217 | 0.000116 | 0 | -5e-06 | 8.3e-05 | 0.000141 | 0.000316 | 0.000457 | 0.000619 | 0.000737 | 0.000775 | 0.000686 | 0.000637 | 0.000651 | 0.000543 | 0.000336
0.002185 | 0.002394 | 0.002275 | 0.002089 | 0.00193 | 0.001755 | 0.001589 | 0.001356 | 0.001338 | 0.001409 | 0.001378 | 0.00137 | 0.001395 | 0.001321 | 0.001158 | 0.001108 | 0.000955 | 0.000804 | 0.000639 | 0.000508 | 0.000351 | 0.000158 | 4.8e-05 | 0 | -4.3e-05 | 5.6e-05 | 5.7e-05 | 0.000244 | 0.000342 | 0.000515 | 0.000615 | 0.000644 | 0.000519 | 0.000529 | 0.000463 | 0.000389 | 0.00016
0.001749 | 0.002016 | 0.00196 | 0.001835 | 0.001695 | 0.001592 | 0.001366 | 0.001179 | 0.001223 | 0.001216 | 0.001237 | 0.001244 | 0.001298 | 0.001248 | 0.001104 | 0.001036 | 0.000889 | 0.000803 | 0.000567 | 0.000484 | 0.000297 | 0.000159 | 6.7e-05 | 0 | -1.5e-05 | 9e-05 | 9.2e-05 | 0.000197 | 0.000337 | 0.000453 | 0.000528 | 0.000567 | 0.000443 | 0.000451 | 0.000389 | 0.00029 | 7.9e-05
0.001579 | 0.001892 | 0.001856 | 0.001758 | 0.001636 | 0.001516 | 0.001319 | 0.001118 | 0.001189 | 0.001211 | 0.001206 | 0.001226 | 0.001264 | 0.001286 | 0.001091 | 0.00109 | 0.000902 | 0.00082 | 0.000597 | 0.000492 | 0.00038 | 0.000173 | 0.000121 | 0 | 1.4e-05 | 0.000129 | 7.6e-05 | 0.00023 | 0.00027 | 0.000393 | 0.000479 | 0.000495 | 0.000364 | 0.000307 | 0.000329 | 0.000231 | 9e-06
0.0014 | 0.001743 | 0.001738 | 0.001634 | 0.001532 | 0.001396 | 0.001225 | 0.001065 | 0.001149 | 0.00117 | 0.001167 | 0.001189 | 0.001212 | 0.001225 | 0.001047 | 0.001057 | 0.00087 | 0.000746 | 0.000552 | 0.000491 | 0.000307 | 0.000153 | 8.6e-05 | 0 | -2e-06 | 6.4e-05 | -1e-06 | 0.000114 | 0.00016 | 0.000254 | 0.000338 | 0.000284 | 0.000212 | 0.000177 | 0.000159 | 4.5e-05 | -0.000151
0.001444 | 0.001774 | 0.001777 | 0.001674 | 0.001549 | 0.001431 | 0.001327 | 0.001153 | 0.001173 | 0.001241 | 0.001234 | 0.001216 | 0.001233 | 0.001299 | 0.001079 | 0.001026 | 0.00097 | 0.000803 | 0.00062 | 0.000557 | 0.000331 | 0.0002 | 0.000165 | 0 | 3.7e-05 | 0.000114 | 7.3e-05 | 0.000145 | 0.000162 | 0.00021 | 0.00029 | 0.000306 | 0.000185 | 0.000104 | 0.000114 | 7.6e-05 | -0.000181
0.000961 | 0.00132 | 0.001356 | 0.001304 | 0.001223 | 0.001109 | 0.001031 | 0.000916 | 0.000997 | 0.001025 | 0.001041 | 0.001027 | 0.001092 | 0.001069 | 0.000921 | 0.000926 | 0.000793 | 0.000614 | 0.00049 | 0.000412 | 0.00025 | 9e-05 | 6.9e-05 | 0 | -6.5e-05 | 5e-05 | -1.6e-05 | 5e-05 | 4.1e-05 | 0.000141 | 0.00018 | 0.000231 | 4.6e-05 | 2.2e-05 | 3.5e-05 | -5.9e-05 | -0.000296
0.001172 | 0.001526 | 0.001524 | 0.001446 | 0.001363 | 0.001241 | 0.001192 | 0.001036 | 0.001152 | 0.001145 | 0.001186 | 0.001163 | 0.001164 | 0.001225 | 0.000965 | 0.000988 | 0.000866 | 0.000773 | 0.000557 | 0.000506 | 0.000315 | 0.000186 | 7.5e-05 | 0 | 1.1e-05 | 5.3e-05 | -6e-06 | 2.9e-05 | 3.6e-05 | 0.000106 | 0.000108 | 0.000191 | 6.1e-05 | 2e-06 | -1.7e-05 | -0.000101 | -0.0003
0.001082 | 0.001457 | 0.001502 | 0.001429 | 0.001383 | 0.001273 | 0.001205 | 0.00105 | 0.001143 | 0.001196 | 0.001205 | 0.001191 | 0.001183 | 0.001249 | 0.001015 | 0.000994 | 0.000891 | 0.000776 | 0.000566 | 0.000472 | 0.000318 | 0.000135 | 9.1e-05 | 0 | 6e-06 | 2.6e-05 | -6.5e-05 | 7.1e-05 | 6e-06 | 0.000117 | 0.000136 | 0.000195 | 6.1e-05 | 3.9e-05 | 2.5e-05 | -5.1e-05 | -0.000276
0.001255 | 0.001581 | 0.001651 | 0.001537 | 0.001448 | 0.001375 | 0.001273 | 0.001186 | 0.00123 | 0.001289 | 0.001319 | 0.001255 | 0.001189 | 0.001284 | 0.001035 | 0.000996 | 0.000894 | 0.000711 | 0.000529 | 0.000517 | 0.000306 | 0.000126 | 4.9e-05 | 0 | -4e-05 | 1.6e-05 | -7.2e-05 | -9e-06 | -5.4e-05 | 3.6e-05 | 0.000199 | 0.000201 | 5.9e-05 | 8.4e-05 | 5.7e-05 | 1.7e-05 | -0.00023
0.001615 | 0.00188 | 0.001847 | 0.001757 | 0.001719 | 0.001601 | 0.001518 | 0.001412 | 0.001481 | 0.001469 | 0.001423 | 0.001354 | 0.001399 | 0.001399 | 0.001048 | 0.001085 | 0.001016 | 0.000784 | 0.000599 | 0.000447 | 0.000266 | 0.000147 | 6e-06 | 0 | -4.4e-05 | -4.7e-05 | -0.000154 | -5.8e-05 | -6e-05 | 3.2e-05 | 8.6e-05 | 0.000109 | 1.5e-05 | 0 | 4.5e-05 | 2e-06 | -0.00023
0.001768 | 0.002001 | 0.002011 | 0.001881 | 0.001795 | 0.00177 | 0.00167 | 0.001503 | 0.00161 | 0.001603 | 0.001547 | 0.001472 | 0.001448 | 0.00143 | 0.001135 | 0.001196 | 0.001091 | 0.000886 | 0.000592 | 0.000622 | 0.000393 | 0.000128 | 0.000129 | 0 | -6.2e-05 | 5e-05 | -0.000137 | -3.3e-05 | -6.3e-05 | 9e-06 | 9.7e-05 | 0.00026 | 3.6e-05 | 0.000112 | 0.000132 | 0.00012 | -0.000146
0.001863 | 0.002012 | 0.001939 | 0.001855 | 0.001773 | 0.001686 | 0.001664 | 0.001469 | 0.001584 | 0.001529 | 0.001573 | 0.001451 | 0.001366 | 0.001477 | 0.001083 | 0.00114 | 0.001019 | 0.000943 | 0.000668 | 0.000462 | 0.000425 | 0.000152 | 9.6e-05 | 0 | -5.5e-05 | -1.5e-05 | -0.000157 | 4.4e-05 | 9e-05 | -1e-06 | 0.000199 | 0.000288 | 0.000105 | 0.000173 | 0.000147 | 0.000186 | -9.7e-05

## ACS135_CC_tcarray
0.068989 | 0.070839 | 0.06776 | 0.064596 | 0.060818 | 0.056957 | 0.055287 | 0.05164 | 0.047943 | 0.04607 | 0.042492 | 0.03876 | 0.034939 | 0.033852 | 0.030004 | 0.026458 | 0.019978 | 0.016257 | 0.012793 | 0.010891 | 0.007221 | 0.003473 | 0.001943 | 0 | -0.002439 | -0.006565 | -0.010018 | -0.011573 | -0.013893 | -0.015787 | -0.017943 | -0.021117 | -0.024756 | -0.026696 | -0.028617 | -0.030721 | -0.031858
0.062027 | 0.064006 | 0.061353 | 0.058068 | 0.054661 | 0.050938 | 0.049421 | 0.046061 | 0.042904 | 0.041299 | 0.03862 | 0.036058 | 0.032918 | 0.030951 | 0.02806 | 0.023273 | 0.017952 | 0.01546 | 0.012392 | 0.008941 | 0.007162 | 0.004933 | 0.002547 | 0 | -0.001036 | -0.004071 | -0.00611 | -0.008191 | -0.011005 | -0.012679 | -0.014506 | -0.016953 | -0.019234 | -0.021646 | -0.02335 | -0.025953 | -0.026359
0.056153 | 0.057711 | 0.055637 | 0.052185 | 0.049244 | 0.045559 | 0.043536 | 0.041357 | 0.03903 | 0.036613 | 0.034402 | 0.031405 | 0.02882 | 0.02708 | 0.02425 | 0.020851 | 0.015345 | 0.012594 | 0.010766 | 0.008343 | 0.005791 | 0.003306 | 0.000833 | 0 | -0.001881 | -0.005296 | -0.007563 | -0.00941 | -0.011061 | -0.012358 | -0.014373 | -0.016703 | -0.018844 | -0.020751 | -0.022043 | -0.024041 | -0.024869
0.050802 | 0.052707 | 0.050222 | 0.04672 | 0.043616 | 0.041096 | 0.039429 | 0.037362 | 0.03477 | 0.03292 | 0.031323 | 0.028826 | 0.026183 | 0.024848 | 0.022504 | 0.019317 | 0.014363 | 0.012214 | 0.010146 | 0.007465 | 0.005073 | 0.003541 | 0.001598 | 0 | -0.001795 | -0.004173 | -0.005796 | -0.007686 | -0.009264 | -0.01084 | -0.011693 | -0.013965 | -0.016135 | -0.017644 | -0.018916 | -0.021031 | -0.021495
0.047035 | 0.049028 | 0.047102 | 0.043608 | 0.04135 | 0.037968 | 0.035942 | 0.033774 | 0.031732 | 0.030229 | 0.028889 | 0.026823 | 0.024261 | 0.023186 | 0.02175 | 0.018047 | 0.014053 | 0.01108 | 0.009219 | 0.007587 | 0.005716 | 0.003753 | 0.001497 | 0 | -0.00114 | -0.004047 | -0.005652 | -0.006736 | -0.008256 | -0.008711 | -0.010139 | -0.012069 | -0.013558 | -0.015749 | -0.016548 | -0.017969 | -0.018652
0.043123 | 0.045206 | 0.043435 | 0.040565 | 0.037744 | 0.034669 | 0.033117 | 0.031012 | 0.029043 | 0.027668 | 0.026408 | 0.024413 | 0.022098 | 0.020645 | 0.018865 | 0.016355 | 0.012263 | 0.009882 | 0.008328 | 0.006613 | 0.004333 | 0.002435 | 0.000795 | 0 | -0.001561 | -0.004066 | -0.005805 | -0.006646 | -0.007887 | -0.008378 | -0.009337 | -0.010909 | -0.012769 | -0.014034 | -0.015017 | -0.016089 | -0.016983
0.03977 | 0.041496 | 0.040116 | 0.037273 | 0.035179 | 0.032774 | 0.03093 | 0.0293 | 0.02775 | 0.025862 | 0.0244 | 0.022752 | 0.021099 | 0.019953 | 0.018148 | 0.015389 | 0.011649 | 0.009754 | 0.008488 | 0.006477 | 0.004774 | 0.003393 | 0.001703 | 0 | -0.000616 | -0.002925 | -0.004099 | -0.005064 | -0.005996 | -0.006465 | -0.007345 | -0.008549 | -0.010142 | -0.011828 | -0.012335 | -0.013994 | -0.014222
0.036859 | 0.038616 | 0.037054 | 0.034427 | 0.0323 | 0.029873 | 0.028 | 0.0264 | 0.024742 | 0.023572 | 0.022129 | 0.020595 | 0.019082 | 0.017976 | 0.016576 | 0.013847 | 0.010604 | 0.008601 | 0.007199 | 0.006028 | 0.004206 | 0.00249 | 0.000636 | 0 | -0.001078 | -0.00286 | -0.004226 | -0.004984 | -0.005433 | -0.005882 | -0.006384 | -0.007863 | -0.009269 | -0.010181 | -0.011003 | -0.012204 | -0.012846
0.034926 | 0.036494 | 0.034998 | 0.032587 | 0.030892 | 0.028465 | 0.026852 | 0.025596 | 0.023956 | 0.022336 | 0.021543 | 0.020052 | 0.018391 | 0.017161 | 0.015755 | 0.013659 | 0.010497 | 0.00903 | 0.007505 | 0.005513 | 0.004144 | 0.002567 | 0.000907 | 0 | -0.00088 | -0.002922 | -0.003838 | -0.004638 | -0.005399 | -0.005366 | -0.005973 | -0.006655 | -0.008206 | -0.009316 | -0.009827 | -0.010635 | -0.011253
0.032238 | 0.03356 | 0.032064 | 0.030064 | 0.028142 | 0.026133 | 0.024789 | 0.023335 | 0.022067 | 0.020864 | 0.019896 | 0.018654 | 0.017095 | 0.016301 | 0.014783 | 0.012514 | 0.00948 | 0.007769 | 0.006987 | 0.005439 | 0.00369 | 0.002503 | 0.00081 | 0 | -0.001078 | -0.002481 | -0.003642 | -0.004207 | -0.004416 | -0.004448 | -0.004793 | -0.005649 | -0.006548 | -0.007744 | -0.008506 | -0.009521 | -0.009803
0.031571 | 0.032554 | 0.030977 | 0.028735 | 0.027134 | 0.025212 | 0.023567 | 0.0223 | 0.021088 | 0.019833 | 0.018823 | 0.01791 | 0.016657 | 0.015467 | 0.01414 | 0.012227 | 0.009321 | 0.00766 | 0.006321 | 0.00543 | 0.003993 | 0.002282 | 0.000973 | 0 | -0.000732 | -0.002376 | -0.003423 | -0.003691 | -0.004035 | -0.003911 | -0.004302 | -0.004938 | -0.006106 | -0.006764 | -0.00747 | -0.008281 | -0.008593
0.030048 | 0.030922 | 0.029231 | 0.027194 | 0.025991 | 0.023999 | 0.02268 | 0.021617 | 0.020364 | 0.019029 | 0.01825 | 0.017019 | 0.015915 | 0.015055 | 0.013646 | 0.011716 | 0.009068 | 0.00762 | 0.006369 | 0.004792 | 0.003777 | 0.002313 | 0.000919 | 0 | -0.000924 | -0.002335 | -0.003353 | -0.003895 | -0.003792 | -0.003493 | -0.003619 | -0.004356 | -0.005279 | -0.006124 | -0.006705 | -0.007512 | -0.007691
0.029189 | 0.029881 | 0.028123 | 0.026251 | 0.024722 | 0.022902 | 0.021538 | 0.020479 | 0.019531 | 0.01826 | 0.017372 | 0.01653 | 0.015399 | 0.01433 | 0.01295 | 0.011548 | 0.008793 | 0.007622 | 0.006379 | 0.005053 | 0.003608 | 0.002322 | 0.000993 | 0 | -0.000742 | -0.00203 | -0.00299 | -0.003305 | -0.00328 | -0.002929 | -0.003088 | -0.003619 | -0.004558 | -0.005359 | -0.005727 | -0.006337 | -0.006664
0.028827 | 0.029258 | 0.02735 | 0.025326 | 0.023888 | 0.022169 | 0.020574 | 0.019504 | 0.018574 | 0.017596 | 0.016526 | 0.015545 | 0.014458 | 0.013523 | 0.01242 | 0.010665 | 0.008195 | 0.006608 | 0.005744 | 0.00453 | 0.003249 | 0.002102 | 0.000719 | 0 | -0.000911 | -0.002393 | -0.003311 | -0.00364 | -0.00339 | -0.002987 | -0.003197 | -0.003509 | -0.004252 | -0.005079 | -0.005518 | -0.00607 | -0.006194
0.02797 | 0.028254 | 0.026229 | 0.024321 | 0.023066 | 0.021522 | 0.020005 | 0.018993 | 0.017931 | 0.01673 | 0.016041 | 0.01505 | 0.013969 | 0.013052 | 0.011893 | 0.010374 | 0.008181 | 0.006917 | 0.005864 | 0.004567 | 0.003689 | 0.002215 | 0.001028 | 0 | -0.000917 | -0.002347 | -0.003082 | -0.003421 | -0.003339 | -0.00299 | -0.002942 | -0.003257 | -0.004091 | -0.004653 | -0.005153 | -0.00562 | -0.005724
0.026387 | 0.026569 | 0.024542 | 0.022825 | 0.021456 | 0.019925 | 0.01866 | 0.017522 | 0.016736 | 0.0157 | 0.014883 | 0.013961 | 0.012941 | 0.012143 | 0.011202 | 0.009775 | 0.007625 | 0.006404 | 0.005268 | 0.004224 | 0.003026 | 0.001947 | 0.000814 | 0 | -0.000893 | -0.002149 | -0.003099 | -0.003443 | -0.003226 | -0.002781 | -0.002814 | -0.003116 | -0.003761 | -0.004553 | -0.004754 | -0.005109 | -0.005305
0.025812 | 0.0258 | 0.02382 | 0.022052 | 0.020764 | 0.019256 | 0.017833 | 0.016948 | 0.015943 | 0.015043 | 0.014281 | 0.013407 | 0.012352 | 0.011653 | 0.010651 | 0.00937 | 0.007299 | 0.005976 | 0.005269 | 0.004148 | 0.003242 | 0.002034 | 0.000926 | 0 | -0.000925 | -0.002195 | -0.00303 | -0.003309 | -0.003176 | -0.00274 | -0.002662 | -0.003111 | -0.003766 | -0.004267 | -0.004515 | -0.004936 | -0.004922
0.02418 | 0.024208 | 0.022164 | 0.020491 | 0.019411 | 0.01803 | 0.016791 | 0.01581 | 0.014939 | 0.013996 | 0.013162 | 0.012434 | 0.011493 | 0.010768 | 0.0099 | 0.008663 | 0.006727 | 0.005734 | 0.004928 | 0.00411 | 0.002987 | 0.001826 | 0.000767 | 0 | -0.000835 | -0.002077 | -0.002985 | -0.003175 | -0.003085 | -0.002585 | -0.00259 | -0.002895 | -0.003456 | -0.003975 | -0.004231 | -0.004514 | -0.004536
0.023161 | 0.02306 | 0.021137 | 0.019493 | 0.018384 | 0.01699 | 0.015872 | 0.014922 | 0.014068 | 0.013247 | 0.012502 | 0.011689 | 0.010786 | 0.010115 | 0.009315 | 0.008263 | 0.006423 | 0.005423 | 0.004614 | 0.003787 | 0.002923 | 0.002037 | 0.000781 | 0 | -0.000689 | -0.001926 | -0.002644 | -0.003066 | -0.002774 | -0.002415 | -0.002354 | -0.002574 | -0.003172 | -0.00365 | -0.003816 | -0.004103 | -0.004015
0.021523 | 0.02149 | 0.019617 | 0.018159 | 0.017074 | 0.015906 | 0.014765 | 0.013922 | 0.01306 | 0.01228 | 0.01152 | 0.0108 | 0.009931 | 0.009415 | 0.008645 | 0.007493 | 0.005858 | 0.004912 | 0.004191 | 0.003514 | 0.002594 | 0.00176 | 0.000818 | 0 | -0.000825 | -0.001921 | -0.002678 | -0.002946 | -0.002779 | -0.002361 | -0.002443 | -0.002523 | -0.003115 | -0.003443 | -0.003676 | -0.003885 | -0.003883
0.020261 | 0.020258 | 0.018463 | 0.017123 | 0.016174 | 0.015009 | 0.014087 | 0.013162 | 0.012431 | 0.011813 | 0.011061 | 0.010455 | 0.009655 | 0.008886 | 0.008176 | 0.007252 | 0.005641 | 0.004879 | 0.004114 | 0.003355 | 0.002529 | 0.00171 | 0.00077 | 0 | -0.000765 | -0.001864 | -0.002596 | -0.002916 | -0.002823 | -0.002453 | -0.002385 | -0.002562 | -0.003088 | -0.0035 | -0.003578 | -0.003886 | -0.003725
0.01964 | 0.01953 | 0.017785 | 0.016441 | 0.015565 | 0.014425 | 0.013479 | 0.012691 | 0.01191 | 0.011123 | 0.010504 | 0.009811 | 0.0091 | 0.008449 | 0.007774 | 0.006754 | 0.005318 | 0.004466 | 0.003763 | 0.003151 | 0.002407 | 0.001517 | 0.000654 | 0 | -0.000826 | -0.001953 | -0.002741 | -0.003002 | -0.002965 | -0.002659 | -0.002613 | -0.00283 | -0.003279 | -0.003651 | -0.003828 | -0.003851 | -0.003779
0.018517 | 0.01848 | 0.016839 | 0.015594 | 0.014735 | 0.013815 | 0.012966 | 0.012155 | 0.011417 | 0.010693 | 0.010098 | 0.009421 | 0.008666 | 0.008128 | 0.00739 | 0.006649 | 0.005154 | 0.004444 | 0.003705 | 0.003069 | 0.00239 | 0.001625 | 0.000709 | 0 | -0.000896 | -0.001935 | -0.002651 | -0.003068 | -0.003045 | -0.002833 | -0.002862 | -0.003099 | -0.00351 | -0.003784 | -0.004015 | -0.004155 | -0.004004
0.017485 | 0.017441 | 0.015873 | 0.01475 | 0.014041 | 0.013097 | 0.012218 | 0.011565 | 0.010918 | 0.010225 | 0.009687 | 0.009042 | 0.008375 | 0.007799 | 0.007175 | 0.006344 | 0.004912 | 0.004248 | 0.003599 | 0.003017 | 0.002256 | 0.00158 | 0.000858 | 0 | -0.000786 | -0.001822 | -0.00272 | -0.003144 | -0.003207 | -0.003068 | -0.00309 | -0.003361 | -0.003754 | -0.004111 | -0.0042 | -0.004293 | -0.004177
0.016379 | 0.016295 | 0.014812 | 0.013733 | 0.013017 | 0.012188 | 0.011468 | 0.010803 | 0.010128 | 0.009584 | 0.008924 | 0.008384 | 0.00776 | 0.007301 | 0.006689 | 0.005989 | 0.00463 | 0.003919 | 0.003392 | 0.002808 | 0.002173 | 0.001513 | 0.000688 | 0 | -0.000878 | -0.001892 | -0.002698 | -0.003123 | -0.003316 | -0.003213 | -0.003327 | -0.003559 | -0.003946 | -0.004241 | -0.004337 | -0.004469 | -0.004305
0.015379 | 0.015371 | 0.013955 | 0.013018 | 0.012355 | 0.011635 | 0.01097 | 0.010283 | 0.009714 | 0.00916 | 0.008621 | 0.008096 | 0.007418 | 0.006972 | 0.006445 | 0.005714 | 0.004552 | 0.003862 | 0.003254 | 0.002738 | 0.002083 | 0.001452 | 0.000685 | 0 | -0.000796 | -0.001793 | -0.002615 | -0.003098 | -0.003339 | -0.003338 | -0.003425 | -0.003704 | -0.004162 | -0.004434 | -0.004524 | -0.004611 | -0.004482
0.014119 | 0.014138 | 0.012847 | 0.012004 | 0.011423 | 0.010744 | 0.010167 | 0.009597 | 0.009068 | 0.00852 | 0.008108 | 0.007529 | 0.006969 | 0.00663 | 0.00612 | 0.00548 | 0.004251 | 0.003666 | 0.003091 | 0.002625 | 0.002033 | 0.001414 | 0.000676 | 0 | -0.000769 | -0.001778 | -0.002564 | -0.003176 | -0.003379 | -0.003423 | -0.003589 | -0.00388 | -0.004297 | -0.004578 | -0.00467 | -0.004769 | -0.004637
0.013101 | 0.013112 | 0.011883 | 0.011024 | 0.010527 | 0.00995 | 0.009422 | 0.008871 | 0.008388 | 0.007886 | 0.007461 | 0.006987 | 0.00644 | 0.006116 | 0.005641 | 0.005075 | 0.003981 | 0.003363 | 0.002892 | 0.00233 | 0.001842 | 0.001321 | 0.000605 | 0 | -0.000789 | -0.001762 | -0.00259 | -0.003118 | -0.003393 | -0.003539 | -0.003749 | -0.004044 | -0.004472 | -0.004735 | -0.004846 | -0.004948 | -0.004785
0.012346 | 0.012364 | 0.011257 | 0.010523 | 0.010074 | 0.00952 | 0.009071 | 0.008562 | 0.008076 | 0.007653 | 0.007224 | 0.006776 | 0.006334 | 0.006036 | 0.005556 | 0.005027 | 0.003927 | 0.003373 | 0.002873 | 0.002387 | 0.001902 | 0.001288 | 0.000717 | 0 | -0.000718 | -0.001685 | -0.002428 | -0.003074 | -0.003427 | -0.003487 | -0.003773 | -0.004118 | -0.004509 | -0.004796 | -0.004927 | -0.004986 | -0.004887
0.011398 | 0.01144 | 0.010314 | 0.009701 | 0.009286 | 0.008796 | 0.008396 | 0.007971 | 0.007594 | 0.007201 | 0.006789 | 0.006379 | 0.00591 | 0.005627 | 0.005254 | 0.004691 | 0.003691 | 0.00318 | 0.002709 | 0.002197 | 0.001727 | 0.001214 | 0.000591 | 0 | -0.000704 | -0.001646 | -0.002457 | -0.003028 | -0.003433 | -0.003564 | -0.003859 | -0.004174 | -0.004633 | -0.004889 | -0.005026 | -0.005067 | -0.004939
0.011075 | 0.011088 | 0.010063 | 0.00941 | 0.009033 | 0.008617 | 0.008257 | 0.007859 | 0.007405 | 0.00701 | 0.006624 | 0.00628 | 0.005816 | 0.005498 | 0.00508 | 0.004605 | 0.003708 | 0.003129 | 0.002679 | 0.00229 | 0.00175 | 0.00124 | 0.000609 | 0 | -0.000715 | -0.00161 | -0.002335 | -0.002977 | -0.003372 | -0.003559 | -0.003846 | -0.004184 | -0.004634 | -0.004873 | -0.00497 | -0.005068 | -0.004951
0.010799 | 0.010791 | 0.009754 | 0.009189 | 0.008842 | 0.008437 | 0.008083 | 0.007672 | 0.007308 | 0.006901 | 0.006562 | 0.006172 | 0.005752 | 0.005503 | 0.00511 | 0.004565 | 0.003599 | 0.003104 | 0.002693 | 0.002256 | 0.001812 | 0.00123 | 0.000635 | 0 | -0.000637 | -0.001533 | -0.002269 | -0.002899 | -0.003292 | -0.003436 | -0.003726 | -0.004074 | -0.004515 | -0.004827 | -0.004922 | -0.004973 | -0.004879
0.010581 | 0.010544 | 0.009502 | 0.008939 | 0.008628 | 0.008191 | 0.007877 | 0.007505 | 0.007104 | 0.006767 | 0.006443 | 0.006064 | 0.005633 | 0.005378 | 0.005023 | 0.004513 | 0.003592 | 0.003031 | 0.002653 | 0.002189 | 0.001737 | 0.001211 | 0.0006 | 0 | -0.0007 | -0.00151 | -0.002269 | -0.002835 | -0.003218 | -0.00345 | -0.003753 | -0.004071 | -0.004483 | -0.004768 | -0.004933 | -0.004971 | -0.004843
0.010396 | 0.010281 | 0.009236 | 0.008665 | 0.008348 | 0.007976 | 0.007647 | 0.00726 | 0.006872 | 0.006568 | 0.006195 | 0.005888 | 0.005476 | 0.005209 | 0.004866 | 0.004385 | 0.003489 | 0.003007 | 0.0026 | 0.002154 | 0.00178 | 0.001198 | 0.000635 | 0 | -0.00063 | -0.001487 | -0.002214 | -0.002747 | -0.003123 | -0.003315 | -0.003667 | -0.004015 | -0.00442 | -0.004654 | -0.004783 | -0.004827 | -0.004772
0.010129 | 0.009993 | 0.008902 | 0.008339 | 0.00803 | 0.00765 | 0.007299 | 0.006985 | 0.006665 | 0.00632 | 0.006037 | 0.005716 | 0.005364 | 0.005132 | 0.004725 | 0.004284 | 0.003384 | 0.002943 | 0.002523 | 0.002079 | 0.001667 | 0.00109 | 0.000549 | 0 | -0.000664 | -0.001504 | -0.002229 | -0.002824 | -0.003175 | -0.003328 | -0.003621 | -0.003954 | -0.004361 | -0.004615 | -0.004791 | -0.004823 | -0.00475
0.010155 | 0.009894 | 0.008732 | 0.008114 | 0.007767 | 0.007364 | 0.007026 | 0.006694 | 0.006393 | 0.006073 | 0.005766 | 0.005483 | 0.005139 | 0.00492 | 0.004575 | 0.004138 | 0.003287 | 0.002822 | 0.002493 | 0.002056 | 0.001613 | 0.001163 | 0.000593 | 0 | -0.000656 | -0.001444 | -0.002168 | -0.002676 | -0.002989 | -0.003171 | -0.003469 | -0.003782 | -0.004179 | -0.004436 | -0.004523 | -0.004626 | -0.004545
0.01037 | 0.01007 | 0.008868 | 0.008236 | 0.007834 | 0.007436 | 0.007098 | 0.006735 | 0.006383 | 0.006085 | 0.00581 | 0.00548 | 0.005167 | 0.004894 | 0.004576 | 0.004109 | 0.003271 | 0.002878 | 0.002478 | 0.002073 | 0.001643 | 0.001157 | 0.000594 | 0 | -0.000625 | -0.001448 | -0.002145 | -0.002686 | -0.003002 | -0.003135 | -0.003392 | -0.003703 | -0.004151 | -0.004365 | -0.004515 | -0.004582 | -0.004477
0.010428 | 0.010055 | 0.008805 | 0.008136 | 0.007747 | 0.00732 | 0.006944 | 0.0066 | 0.006313 | 0.005959 | 0.005657 | 0.005367 | 0.00506 | 0.004794 | 0.00447 | 0.004091 | 0.003229 | 0.002765 | 0.002422 | 0.002023 | 0.001574 | 0.001066 | 0.000549 | 0 | -0.000655 | -0.001468 | -0.002173 | -0.002689 | -0.00299 | -0.003123 | -0.003377 | -0.003684 | -0.004061 | -0.004318 | -0.00447 | -0.004498 | -0.004437
0.010379 | 0.009989 | 0.008712 | 0.008037 | 0.007662 | 0.007206 | 0.006812 | 0.006488 | 0.006138 | 0.005845 | 0.005569 | 0.005281 | 0.004927 | 0.004719 | 0.004418 | 0.003994 | 0.003171 | 0.002737 | 0.002376 | 0.001992 | 0.001572 | 0.001074 | 0.000554 | 0 | -0.000642 | -0.001465 | -0.002184 | -0.002677 | -0.002974 | -0.003098 | -0.003332 | -0.00359 | -0.003981 | -0.004219 | -0.004344 | -0.004424 | -0.004355
0.010276 | 0.009912 | 0.008674 | 0.007995 | 0.007611 | 0.007165 | 0.006807 | 0.006443 | 0.006112 | 0.005786 | 0.005511 | 0.005238 | 0.004877 | 0.004655 | 0.004323 | 0.003961 | 0.003105 | 0.002709 | 0.002377 | 0.00197 | 0.001571 | 0.001095 | 0.000564 | 0 | -0.000645 | -0.001436 | -0.002105 | -0.002621 | -0.002888 | -0.002991 | -0.0032 | -0.00347 | -0.003823 | -0.004104 | -0.004205 | -0.004281 | -0.00418
0.009818 | 0.009499 | 0.008336 | 0.007704 | 0.007309 | 0.006919 | 0.006548 | 0.006225 | 0.005929 | 0.005642 | 0.005394 | 0.005119 | 0.004801 | 0.004556 | 0.004242 | 0.003847 | 0.003093 | 0.002668 | 0.002336 | 0.001966 | 0.001586 | 0.001072 | 0.000525 | 0 | -0.000633 | -0.001417 | -0.002074 | -0.002571 | -0.002844 | -0.002898 | -0.003075 | -0.003345 | -0.003672 | -0.003912 | -0.004029 | -0.004081 | -0.004029
0.009734 | 0.009405 | 0.008255 | 0.007623 | 0.007255 | 0.006817 | 0.006459 | 0.00611 | 0.005776 | 0.005474 | 0.005208 | 0.004935 | 0.004626 | 0.004392 | 0.004122 | 0.003746 | 0.002966 | 0.002568 | 0.002279 | 0.001874 | 0.00148 | 0.001011 | 0.000524 | 0 | -0.000582 | -0.001356 | -0.002008 | -0.002426 | -0.002678 | -0.002716 | -0.002851 | -0.003078 | -0.00341 | -0.00361 | -0.003768 | -0.003812 | -0.00375
0.009543 | 0.009293 | 0.008193 | 0.007568 | 0.007237 | 0.006863 | 0.006488 | 0.006157 | 0.005855 | 0.005574 | 0.005318 | 0.005056 | 0.004742 | 0.004467 | 0.004164 | 0.003779 | 0.003005 | 0.002624 | 0.002266 | 0.001893 | 0.001508 | 0.001075 | 0.000515 | 0 | -0.000583 | -0.001329 | -0.001934 | -0.002371 | -0.002579 | -0.002603 | -0.002731 | -0.00293 | -0.003232 | -0.003481 | -0.003579 | -0.003647 | -0.003575
0.006598 | 0.006603 | 0.005871 | 0.005506 | 0.005243 | 0.004943 | 0.004638 | 0.00441 | 0.00424 | 0.00409 | 0.003964 | 0.00377 | 0.00354 | 0.00339 | 0.003168 | 0.002951 | 0.002245 | 0.001934 | 0.001701 | 0.001408 | 0.001096 | 0.000753 | 0.000387 | 0 | -0.000362 | -0.000876 | -0.001203 | -0.001306 | -0.001216 | -0.001006 | -0.000932 | -0.00102 | -0.001215 | -0.001335 | -0.00137 | -0.001406 | -0.00131
0.006211 | 0.006341 | 0.00572 | 0.005342 | 0.005146 | 0.004829 | 0.00456 | 0.004335 | 0.004163 | 0.003987 | 0.003824 | 0.003707 | 0.003493 | 0.003323 | 0.003139 | 0.002893 | 0.002184 | 0.001896 | 0.001675 | 0.001389 | 0.001088 | 0.000778 | 0.000378 | 0 | -0.000349 | -0.00083 | -0.001147 | -0.001226 | -0.001107 | -0.000876 | -0.000801 | -0.000833 | -0.001008 | -0.001141 | -0.001196 | -0.001213 | -0.001128
0.006025 | 0.006079 | 0.005366 | 0.00503 | 0.004787 | 0.004472 | 0.00421 | 0.004013 | 0.003866 | 0.003733 | 0.00361 | 0.003443 | 0.00326 | 0.003118 | 0.002914 | 0.002722 | 0.002011 | 0.001754 | 0.001523 | 0.001246 | 0.000994 | 0.000695 | 0.000312 | 0 | -0.000362 | -0.000815 | -0.001111 | -0.001141 | -0.000995 | -0.000721 | -0.000662 | -0.000684 | -0.000829 | -0.000946 | -0.001004 | -0.001046 | -0.000932
0.005922 | 0.005993 | 0.005331 | 0.005013 | 0.004794 | 0.004502 | 0.004214 | 0.004015 | 0.00383 | 0.003715 | 0.003586 | 0.003456 | 0.003266 | 0.003118 | 0.002959 | 0.002742 | 0.002064 | 0.001775 | 0.001565 | 0.001313 | 0.001016 | 0.000685 | 0.000336 | 0 | -0.000331 | -0.000774 | -0.001023 | -0.001048 | -0.000851 | -0.000562 | -0.000447 | -0.000439 | -0.000604 | -0.000718 | -0.000765 | -0.000812 | -0.000702
0.005716 | 0.00579 | 0.005156 | 0.004839 | 0.004641 | 0.004344 | 0.004109 | 0.003914 | 0.003768 | 0.003631 | 0.00351 | 0.003374 | 0.003196 | 0.00309 | 0.002915 | 0.00267 | 0.002005 | 0.001744 | 0.0015 | 0.00126 | 0.001004 | 0.000692 | 0.000306 | 0 | -0.000338 | -0.000751 | -0.001001 | -0.000995 | -0.000779 | -0.000429 | -0.000317 | -0.000293 | -0.000438 | -0.000529 | -0.000612 | -0.000625 | -0.000521
0.005568 | 0.005636 | 0.004979 | 0.004644 | 0.004443 | 0.004176 | 0.003926 | 0.003726 | 0.003586 | 0.003486 | 0.003379 | 0.003263 | 0.003082 | 0.00296 | 0.002785 | 0.002593 | 0.001942 | 0.001679 | 0.001451 | 0.001222 | 0.000955 | 0.000664 | 0.000316 | 0 | -0.000329 | -0.000744 | -0.000933 | -0.000895 | -0.000634 | -0.000251 | -8.1e-05 | -6.1e-05 | -0.000175 | -0.000295 | -0.000334 | -0.000349 | -0.000257
0.005841 | 0.005768 | 0.005004 | 0.004667 | 0.004439 | 0.004164 | 0.00393 | 0.003731 | 0.003602 | 0.003489 | 0.003402 | 0.003308 | 0.003122 | 0.003029 | 0.002829 | 0.002623 | 0.001992 | 0.001672 | 0.001503 | 0.001226 | 0.001014 | 0.00069 | 0.000332 | 0 | -0.000327 | -0.000737 | -0.000924 | -0.000881 | -0.000579 | -0.000181 | -1e-05 | 5.1e-05 | -8.3e-05 | -0.000171 | -0.000216 | -0.000254 | -0.000156
0.006023 | 0.005899 | 0.005109 | 0.004697 | 0.004464 | 0.004159 | 0.003898 | 0.003684 | 0.003555 | 0.003429 | 0.003323 | 0.00322 | 0.003052 | 0.00297 | 0.002791 | 0.002581 | 0.001945 | 0.001693 | 0.00146 | 0.001215 | 0.000967 | 0.000648 | 0.000302 | 0 | -0.000349 | -0.000751 | -0.000953 | -0.000857 | -0.000543 | -0.00012 | 9.3e-05 | 0.000157 | 1.6e-05 | -6.4e-05 | -0.000126 | -0.000147 | -4.1e-05
0.006304 | 0.006106 | 0.00523 | 0.004821 | 0.004581 | 0.004286 | 0.004036 | 0.003832 | 0.003735 | 0.003629 | 0.003558 | 0.003423 | 0.003255 | 0.003123 | 0.002918 | 0.002726 | 0.002054 | 0.001798 | 0.001573 | 0.001289 | 0.001016 | 0.000704 | 0.000363 | 0 | -0.000338 | -0.000741 | -0.000927 | -0.000827 | -0.000453 | 6e-06 | 0.000232 | 0.000292 | 0.0002 | 0.000124 | 4.5e-05 | 2.2e-05 | 0.000122
0.006613 | 0.006359 | 0.005435 | 0.004971 | 0.004731 | 0.004431 | 0.004133 | 0.003879 | 0.003763 | 0.003673 | 0.003592 | 0.003477 | 0.003336 | 0.003183 | 0.003 | 0.002822 | 0.002162 | 0.001896 | 0.001681 | 0.001409 | 0.001116 | 0.000749 | 0.000368 | 0 | -0.000379 | -0.000828 | -0.00107 | -0.000969 | -0.000591 | -0.000152 | 0.000104 | 0.000175 | 4e-05 | -4.5e-05 | -0.00011 | -0.000102 | -2.2e-05
0.006849 | 0.006445 | 0.005465 | 0.005008 | 0.004709 | 0.004425 | 0.004113 | 0.003868 | 0.003783 | 0.003653 | 0.003605 | 0.003495 | 0.003321 | 0.003205 | 0.003023 | 0.002829 | 0.002181 | 0.001883 | 0.001692 | 0.001396 | 0.001067 | 0.000772 | 0.000372 | 0 | -0.000338 | -0.000799 | -0.001026 | -0.000944 | -0.000628 | -0.000231 | 2.9e-05 | 9.4e-05 | -1.1e-05 | -0.000108 | -0.000169 | -0.000171 | -8.8e-05
0.007073 | 0.006655 | 0.005532 | 0.005085 | 0.004802 | 0.004449 | 0.004155 | 0.003892 | 0.00382 | 0.003741 | 0.003626 | 0.003547 | 0.00337 | 0.003259 | 0.003069 | 0.002891 | 0.002243 | 0.001933 | 0.001689 | 0.001412 | 0.001114 | 0.00079 | 0.000387 | 0 | -0.000395 | -0.000848 | -0.001095 | -0.001025 | -0.000685 | -0.000288 | -6.2e-05 | 5.9e-05 | -7.9e-05 | -0.000154 | -0.000204 | -0.000232 | -0.000144
0.007318 | 0.006743 | 0.005661 | 0.005152 | 0.004925 | 0.004598 | 0.004274 | 0.004023 | 0.003908 | 0.003817 | 0.003751 | 0.003633 | 0.003477 | 0.003364 | 0.003163 | 0.002968 | 0.002287 | 0.002016 | 0.0018 | 0.001481 | 0.001185 | 0.000806 | 0.000386 | 0 | -0.000444 | -0.000934 | -0.00122 | -0.00112 | -0.000731 | -0.00028 | -3.5e-05 | 5.1e-05 | -7.7e-05 | -0.000194 | -0.000241 | -0.00027 | -0.000182
0.007221 | 0.006713 | 0.005623 | 0.005153 | 0.004908 | 0.004615 | 0.004294 | 0.004065 | 0.003955 | 0.003868 | 0.003825 | 0.003707 | 0.003538 | 0.003404 | 0.003188 | 0.003005 | 0.002322 | 0.002037 | 0.001791 | 0.001492 | 0.001156 | 0.000794 | 0.000423 | 0 | -0.000437 | -0.000912 | -0.001202 | -0.001112 | -0.000749 | -0.000299 | -9.5e-05 | -3e-06 | -0.000102 | -0.000218 | -0.000275 | -0.000294 | -0.00022
0.007474 | 0.006968 | 0.005881 | 0.005341 | 0.005091 | 0.004806 | 0.004482 | 0.004192 | 0.004071 | 0.003945 | 0.003858 | 0.003739 | 0.00358 | 0.003418 | 0.003226 | 0.003004 | 0.002357 | 0.00205 | 0.001823 | 0.001511 | 0.001191 | 0.000832 | 0.000432 | 0 | -0.000422 | -0.00092 | -0.00119 | -0.00112 | -0.000789 | -0.000364 | -0.00011 | -6e-05 | -0.000164 | -0.000296 | -0.000345 | -0.000352 | -0.000268
0.007405 | 0.006888 | 0.005774 | 0.005266 | 0.004986 | 0.004702 | 0.00436 | 0.004135 | 0.004019 | 0.003907 | 0.003842 | 0.003726 | 0.003537 | 0.003378 | 0.003182 | 0.00298 | 0.00234 | 0.002032 | 0.001805 | 0.001526 | 0.0012 | 0.000834 | 0.000429 | 0 | -0.000442 | -0.000936 | -0.001186 | -0.00114 | -0.000792 | -0.000337 | -0.000111 | -4.7e-05 | -0.000183 | -0.000289 | -0.000327 | -0.000353 | -0.000272
0.007716 | 0.007218 | 0.006104 | 0.005535 | 0.005245 | 0.004892 | 0.004564 | 0.004297 | 0.004154 | 0.004016 | 0.003926 | 0.00378 | 0.00359 | 0.003441 | 0.003213 | 0.003 | 0.00235 | 0.002031 | 0.001788 | 0.001501 | 0.001205 | 0.000822 | 0.000383 | 0 | -0.000423 | -0.000962 | -0.001209 | -0.001137 | -0.000839 | -0.000394 | -0.00017 | -0.000135 | -0.000245 | -0.000366 | -0.000437 | -0.000442 | -0.000369
0.007878 | 0.007427 | 0.006349 | 0.00582 | 0.0055 | 0.005163 | 0.0048 | 0.00453 | 0.004377 | 0.004196 | 0.004081 | 0.003921 | 0.003692 | 0.003515 | 0.003295 | 0.00311 | 0.002415 | 0.002129 | 0.001872 | 0.001546 | 0.001212 | 0.000856 | 0.000418 | 0 | -0.000437 | -0.000959 | -0.001216 | -0.001208 | -0.000906 | -0.000507 | -0.000275 | -0.000275 | -0.000397 | -0.000505 | -0.000595 | -0.000612 | -0.000515
0.007711 | 0.007304 | 0.006259 | 0.005726 | 0.005407 | 0.005088 | 0.00474 | 0.004468 | 0.004291 | 0.00415 | 0.004036 | 0.003876 | 0.00369 | 0.003483 | 0.003284 | 0.003009 | 0.002384 | 0.00205 | 0.001847 | 0.001536 | 0.001202 | 0.000839 | 0.000384 | 0 | -0.000478 | -0.000996 | -0.001295 | -0.001299 | -0.001039 | -0.000695 | -0.000515 | -0.000497 | -0.000642 | -0.000774 | -0.000818 | -0.000866 | -0.000782
0.008522 | 0.008076 | 0.006975 | 0.006394 | 0.006045 | 0.005669 | 0.005307 | 0.005014 | 0.004745 | 0.004521 | 0.00435 | 0.004135 | 0.003883 | 0.003674 | 0.003384 | 0.003172 | 0.002483 | 0.002176 | 0.001853 | 0.001578 | 0.001212 | 0.000847 | 0.000443 | 0 | -0.000446 | -0.000977 | -0.001289 | -0.001355 | -0.001151 | -0.000818 | -0.00071 | -0.000673 | -0.000846 | -0.000981 | -0.00105 | -0.001078 | -0.001005
0.007805 | 0.007562 | 0.006623 | 0.006113 | 0.005837 | 0.005505 | 0.005145 | 0.004865 | 0.004674 | 0.00445 | 0.004306 | 0.004087 | 0.003843 | 0.003594 | 0.003389 | 0.003116 | 0.002449 | 0.002115 | 0.001857 | 0.001561 | 0.001209 | 0.000847 | 0.000392 | 0 | -0.000484 | -0.001054 | -0.001409 | -0.001505 | -0.001369 | -0.001111 | -0.00102 | -0.00102 | -0.001198 | -0.001321 | -0.001369 | -0.001451 | -0.001363
0.007939 | 0.007649 | 0.006716 | 0.006191 | 0.005899 | 0.00558 | 0.005268 | 0.004988 | 0.004754 | 0.004551 | 0.004322 | 0.004128 | 0.003841 | 0.003641 | 0.003382 | 0.003105 | 0.002441 | 0.002105 | 0.001867 | 0.001551 | 0.001206 | 0.000826 | 0.000378 | 0 | -0.000455 | -0.001017 | -0.001382 | -0.001543 | -0.001475 | -0.001262 | -0.001191 | -0.001258 | -0.001433 | -0.001628 | -0.001676 | -0.00172 | -0.001663
0.008201 | 0.007997 | 0.007118 | 0.006631 | 0.006337 | 0.005988 | 0.005637 | 0.00534 | 0.005114 | 0.00483 | 0.004648 | 0.004369 | 0.004079 | 0.003823 | 0.003576 | 0.003282 | 0.002574 | 0.00225 | 0.0019 | 0.001616 | 0.001255 | 0.000905 | 0.000406 | 0 | -0.000494 | -0.00109 | -0.001532 | -0.001747 | -0.001764 | -0.001626 | -0.001641 | -0.001735 | -0.001936 | -0.00209 | -0.002155 | -0.002231 | -0.002168
0.007647 | 0.007599 | 0.006851 | 0.00636 | 0.006138 | 0.005798 | 0.005498 | 0.005268 | 0.004987 | 0.00478 | 0.004555 | 0.004333 | 0.004023 | 0.003789 | 0.003463 | 0.003237 | 0.002569 | 0.002211 | 0.00193 | 0.001584 | 0.001268 | 0.000844 | 0.000391 | 0 | -0.000461 | -0.00105 | -0.001507 | -0.001816 | -0.001855 | -0.001789 | -0.001867 | -0.001955 | -0.0022 | -0.0024 | -0.002486 | -0.002527 | -0.002507
0.008327 | 0.008152 | 0.007309 | 0.006811 | 0.006468 | 0.006139 | 0.005862 | 0.005566 | 0.00531 | 0.005001 | 0.004775 | 0.004508 | 0.004186 | 0.003883 | 0.003637 | 0.003325 | 0.002666 | 0.002285 | 0.001925 | 0.001597 | 0.001285 | 0.00088 | 0.000408 | 0 | -0.000454 | -0.001062 | -0.001561 | -0.001881 | -0.002028 | -0.002025 | -0.002131 | -0.002283 | -0.002538 | -0.002714 | -0.002829 | -0.002889 | -0.002884
0.008167 | 0.008187 | 0.007443 | 0.006993 | 0.006743 | 0.006378 | 0.006037 | 0.005803 | 0.005501 | 0.005206 | 0.004982 | 0.00469 | 0.004338 | 0.004077 | 0.003793 | 0.003515 | 0.002789 | 0.002394 | 0.002117 | 0.001773 | 0.001333 | 0.000979 | 0.000458 | 0 | -0.000498 | -0.001126 | -0.001607 | -0.001979 | -0.002208 | -0.002251 | -0.0024 | -0.002616 | -0.002917 | -0.003121 | -0.003203 | -0.003309 | -0.003298
0.007862 | 0.007919 | 0.007209 | 0.006787 | 0.006519 | 0.00619 | 0.005902 | 0.005699 | 0.005441 | 0.00519 | 0.004927 | 0.004649 | 0.004319 | 0.004066 | 0.003777 | 0.003415 | 0.002774 | 0.002304 | 0.002023 | 0.001696 | 0.001335 | 0.00092 | 0.000379 | 0 | -0.000499 | -0.001108 | -0.001681 | -0.002097 | -0.002376 | -0.002419 | -0.002631 | -0.002819 | -0.003141 | -0.003338 | -0.003476 | -0.00357 | -0.00363
0.008598 | 0.008583 | 0.00784 | 0.007356 | 0.007121 | 0.006753 | 0.006459 | 0.006222 | 0.00596 | 0.005634 | 0.005408 | 0.005061 | 0.004672 | 0.004413 | 0.004046 | 0.003728 | 0.002991 | 0.00258 | 0.002171 | 0.001797 | 0.001472 | 0.000958 | 0.000472 | 0 | -0.000457 | -0.001157 | -0.001708 | -0.002179 | -0.002445 | -0.002646 | -0.002843 | -0.003147 | -0.003489 | -0.003677 | -0.003832 | -0.00395 | -0.004003
0.008506 | 0.008711 | 0.008044 | 0.007673 | 0.00738 | 0.007079 | 0.006783 | 0.006563 | 0.006278 | 0.005966 | 0.005691 | 0.005327 | 0.004915 | 0.004631 | 0.004282 | 0.003933 | 0.003171 | 0.002701 | 0.002316 | 0.001917 | 0.001485 | 0.001052 | 0.000478 | 0 | -0.000543 | -0.001215 | -0.001858 | -0.002345 | -0.002718 | -0.002905 | -0.003159 | -0.003399 | -0.003806 | -0.004106 | -0.004201 | -0.004357 | -0.004382
0.009339 | 0.009364 | 0.008631 | 0.008171 | 0.007891 | 0.007533 | 0.007229 | 0.006994 | 0.00663 | 0.006322 | 0.006011 | 0.005626 | 0.00521 | 0.004886 | 0.00444 | 0.004048 | 0.003297 | 0.00281 | 0.0024 | 0.002001 | 0.001549 | 0.001038 | 0.000496 | 0 | -0.000532 | -0.001312 | -0.001893 | -0.002422 | -0.002805 | -0.00301 | -0.003315 | -0.003645 | -0.004012 | -0.004254 | -0.004412 | -0.004585 | -0.004645
0.010203 | 0.010169 | 0.009335 | 0.00883 | 0.008484 | 0.008085 | 0.007768 | 0.007431 | 0.007212 | 0.006798 | 0.006403 | 0.005991 | 0.00555 | 0.005144 | 0.004697 | 0.004312 | 0.003606 | 0.002993 | 0.002509 | 0.002094 | 0.001628 | 0.001084 | 0.000481 | 0 | -0.000593 | -0.001342 | -0.002002 | -0.002539 | -0.002911 | -0.003178 | -0.003506 | -0.003814 | -0.004297 | -0.004498 | -0.004697 | -0.004852 | -0.004944
0.010092 | 0.010261 | 0.009551 | 0.009063 | 0.0087 | 0.008324 | 0.007986 | 0.007767 | 0.007369 | 0.006983 | 0.006614 | 0.006209 | 0.005726 | 0.005364 | 0.00491 | 0.004444 | 0.003658 | 0.003086 | 0.002562 | 0.002172 | 0.001638 | 0.001162 | 0.000551 | 0 | -0.000578 | -0.001444 | -0.002044 | -0.002613 | -0.003025 | -0.003259 | -0.003612 | -0.003847 | -0.004322 | -0.004675 | -0.004769 | -0.004911 | -0.005055
0.011041 | 0.01094 | 0.010022 | 0.009502 | 0.009164 | 0.008729 | 0.008322 | 0.007939 | 0.007601 | 0.007223 | 0.006816 | 0.006342 | 0.005886 | 0.005476 | 0.004947 | 0.004492 | 0.003729 | 0.003128 | 0.002634 | 0.00224 | 0.001727 | 0.001156 | 0.000535 | 0 | -0.000577 | -0.001455 | -0.002084 | -0.002646 | -0.003025 | -0.003251 | -0.003622 | -0.003985 | -0.004375 | -0.004656 | -0.004815 | -0.004968 | -0.005096
0.011403 | 0.011383 | 0.01049 | 0.009935 | 0.009521 | 0.009045 | 0.008644 | 0.008292 | 0.007903 | 0.007465 | 0.007024 | 0.00657 | 0.006003 | 0.00563 | 0.005217 | 0.004697 | 0.003887 | 0.003238 | 0.002799 | 0.0022 | 0.001698 | 0.001161 | 0.000565 | 0 | -0.000611 | -0.001366 | -0.002102 | -0.002594 | -0.002973 | -0.003243 | -0.003535 | -0.003959 | -0.004346 | -0.004631 | -0.004852 | -0.005 | -0.005133
0.011235 | 0.011334 | 0.010524 | 0.009967 | 0.009593 | 0.009123 | 0.008718 | 0.008383 | 0.007932 | 0.007541 | 0.007089 | 0.006659 | 0.006117 | 0.005704 | 0.00518 | 0.004736 | 0.003846 | 0.00333 | 0.002776 | 0.002323 | 0.001773 | 0.001188 | 0.000539 | 0 | -0.000626 | -0.001466 | -0.002093 | -0.002599 | -0.003002 | -0.003216 | -0.003639 | -0.003906 | -0.004385 | -0.004659 | -0.004789 | -0.004986 | -0.005112
0.011882 | 0.011734 | 0.010804 | 0.010162 | 0.009673 | 0.009251 | 0.008823 | 0.008402 | 0.008004 | 0.007532 | 0.007103 | 0.006594 | 0.006058 | 0.005652 | 0.005143 | 0.0047 | 0.003906 | 0.003212 | 0.002685 | 0.002218 | 0.001717 | 0.00114 | 0.000492 | 0 | -0.000578 | -0.001443 | -0.002102 | -0.002548 | -0.002967 | -0.003159 | -0.003452 | -0.003806 | -0.004192 | -0.0045 | -0.004655 | -0.004755 | -0.004988
0.011861 | 0.011937 | 0.01102 | 0.010469 | 0.010032 | 0.009494 | 0.00903 | 0.008655 | 0.008193 | 0.00773 | 0.007323 | 0.006797 | 0.006222 | 0.005859 | 0.005314 | 0.004861 | 0.00405 | 0.003305 | 0.002817 | 0.002347 | 0.001794 | 0.001219 | 0.0006 | 0 | -0.000542 | -0.001403 | -0.002017 | -0.002516 | -0.002829 | -0.003087 | -0.003406 | -0.003711 | -0.00422 | -0.00449 | -0.004579 | -0.004842 | -0.004958
0.011341 | 0.011467 | 0.010692 | 0.010008 | 0.0097 | 0.009177 | 0.008831 | 0.008341 | 0.007884 | 0.007431 | 0.007064 | 0.006639 | 0.006086 | 0.005664 | 0.00517 | 0.004642 | 0.003893 | 0.003149 | 0.00264 | 0.002196 | 0.001642 | 0.001145 | 0.000436 | 0 | -0.00067 | -0.001431 | -0.001972 | -0.002443 | -0.002803 | -0.002939 | -0.003264 | -0.003606 | -0.003975 | -0.004234 | -0.004435 | -0.004595 | -0.004792
0.011483 | 0.011423 | 0.010511 | 0.01 | 0.009526 | 0.009036 | 0.008609 | 0.008226 | 0.007712 | 0.007265 | 0.006885 | 0.006396 | 0.005884 | 0.005553 | 0.005061 | 0.004606 | 0.00389 | 0.003117 | 0.002588 | 0.002231 | 0.001682 | 0.001122 | 0.000513 | 0 | -0.000512 | -0.001303 | -0.001889 | -0.002244 | -0.002634 | -0.002818 | -0.003129 | -0.003418 | -0.003894 | -0.004101 | -0.00418 | -0.004376 | -0.004597
0.010511 | 0.010823 | 0.01015 | 0.009585 | 0.009301 | 0.008674 | 0.008318 | 0.007881 | 0.00747 | 0.007097 | 0.006622 | 0.006163 | 0.005672 | 0.005386 | 0.004949 | 0.004556 | 0.00371 | 0.003095 | 0.002616 | 0.001964 | 0.00164 | 0.001012 | 0.000503 | 0 | -0.000546 | -0.001324 | -0.001836 | -0.002256 | -0.002479 | -0.002721 | -0.003007 | -0.003396 | -0.003759 | -0.00408 | -0.004071 | -0.004365 | -0.004502
0.010685 | 0.010858 | 0.010151 | 0.009567 | 0.009128 | 0.008609 | 0.008251 | 0.007824 | 0.00737 | 0.006876 | 0.00663 | 0.006226 | 0.00566 | 0.005464 | 0.004794 | 0.004324 | 0.003566 | 0.002905 | 0.002451 | 0.001978 | 0.001494 | 0.001051 | 0.00036 | 0 | -0.000537 | -0.001306 | -0.001919 | -0.002209 | -0.002532 | -0.002706 | -0.003115 | -0.003389 | -0.003784 | -0.004062 | -0.004116 | -0.00439 | -0.004531
0.010294 | 0.010706 | 0.010064 | 0.009601 | 0.009244 | 0.008909 | 0.008497 | 0.008145 | 0.00774 | 0.007492 | 0.007036 | 0.006599 | 0.006168 | 0.005813 | 0.005386 | 0.004865 | 0.004067 | 0.003327 | 0.002785 | 0.002336 | 0.001744 | 0.000992 | 0.000473 | 0 | -0.000422 | -0.001186 | -0.00174 | -0.002176 | -0.00253 | -0.0028 | -0.002983 | -0.003443 | -0.004028 | -0.004274 | -0.004422 | -0.004712 | -0.004914

## ACS136_CC_taarray
0.015508 | 0.011366 | 0.009717 | 0.008328 | 0.006419 | 0.003921 | 0.005195 | 0.002258 | 0.000441 | -0.001027 | -0.002195 | -0.002818 | -0.002383 | -0.002513 | -0.000612 | -0.001087 | 0.000929 | 0.00102 | -0.00033 | 0.003561 | 0.001399 | 0.002094 | 0 | 0.002354 | 0.002205 | 0.002591 | 0.002664 | 0.00314 | 0.002996 | 0.003773 | 0.004094 | 0.006271 | 0.002856 | 0.002947 | 0.001801
0.015286 | 0.012563 | 0.011242 | 0.010743 | 0.008238 | 0.006116 | 0.006636 | 0.003697 | 0.001966 | 0.000553 | -0.000204 | -0.000686 | -0.00079 | -0.00143 | 0.000533 | 0.001026 | 0.001739 | 0.00094 | 0.000781 | 0.003445 | 0.001693 | 0.00196 | 0 | 0.001243 | 0.001376 | 0.001878 | 0.001762 | 0.001643 | 0.00151 | 0.001475 | 0.00204 | 0.002281 | 0.000115 | -0.001486 | -0.001824
0.01779 | 0.016455 | 0.015437 | 0.014868 | 0.01182 | 0.009488 | 0.009496 | 0.006758 | 0.005395 | 0.003426 | 0.001965 | 0.002008 | 0.00152 | 0.001187 | 0.002285 | 0.002952 | 0.003217 | 0.002016 | 0.002673 | 0.003162 | 0.001539 | 0.001416 | 0 | 0.000163 | 0.000776 | -0.00022 | 0.000399 | -0.000177 | -0.001821 | -0.000942 | -0.002039 | -0.001105 | -0.004434 | -0.004386 | -0.006404
0.021801 | 0.021212 | 0.020022 | 0.01948 | 0.016257 | 0.013859 | 0.012836 | 0.010047 | 0.008031 | 0.006738 | 0.005027 | 0.00507 | 0.003925 | 0.003248 | 0.004655 | 0.004452 | 0.004618 | 0.003273 | 0.003387 | 0.003752 | 0.002071 | 0.001474 | 0 | -4.4e-05 | -0.000318 | -0.001194 | -0.0014 | -0.002396 | -0.003511 | -0.00376 | -0.00531 | -0.004641 | -0.007993 | -0.00897 | -0.009668
0.025655 | 0.024867 | 0.023799 | 0.022504 | 0.019903 | 0.016797 | 0.015756 | 0.012662 | 0.010899 | 0.008968 | 0.007198 | 0.006944 | 0.005998 | 0.005452 | 0.006088 | 0.006066 | 0.005891 | 0.004639 | 0.004579 | 0.004018 | 0.002061 | 0.001923 | 0 | -0.000296 | -0.000503 | -0.001788 | -0.002088 | -0.003185 | -0.004734 | -0.005191 | -0.007143 | -0.007816 | -0.010445 | -0.011676 | -0.012507
0.026013 | 0.026516 | 0.02548 | 0.024292 | 0.021382 | 0.018012 | 0.016827 | 0.013975 | 0.011783 | 0.010376 | 0.008402 | 0.007838 | 0.006831 | 0.006345 | 0.00706 | 0.006531 | 0.006517 | 0.005242 | 0.005411 | 0.004238 | 0.002677 | 0.001821 | 0 | -0.00018 | -0.000388 | -0.001495 | -0.002012 | -0.003322 | -0.004938 | -0.005454 | -0.007771 | -0.007881 | -0.011128 | -0.012239 | -0.013508
0.023772 | 0.024746 | 0.024703 | 0.023606 | 0.020925 | 0.018083 | 0.016544 | 0.013906 | 0.011947 | 0.010434 | 0.008223 | 0.007705 | 0.006703 | 0.006298 | 0.007076 | 0.006198 | 0.006412 | 0.005172 | 0.005083 | 0.003937 | 0.002987 | 0.001573 | 0 | -0.000124 | -0.000494 | -0.00216 | -0.00233 | -0.003856 | -0.005321 | -0.006281 | -0.0084 | -0.008761 | -0.011176 | -0.013154 | -0.013667
0.021618 | 0.022157 | 0.022043 | 0.021097 | 0.018656 | 0.016113 | 0.014354 | 0.012266 | 0.010467 | 0.00867 | 0.006951 | 0.006586 | 0.00602 | 0.005466 | 0.006097 | 0.005626 | 0.005897 | 0.004644 | 0.004791 | 0.00332 | 0.002288 | 0.001689 | 0 | -1.9e-05 | -0.000571 | -0.001876 | -0.002316 | -0.003375 | -0.005394 | -0.005767 | -0.007871 | -0.008585 | -0.010988 | -0.01288 | -0.013178
0.021068 | 0.021416 | 0.021104 | 0.020084 | 0.017699 | 0.015287 | 0.013688 | 0.011292 | 0.009647 | 0.00808 | 0.006201 | 0.005683 | 0.005025 | 0.00474 | 0.005503 | 0.004983 | 0.005448 | 0.004403 | 0.004339 | 0.003272 | 0.002456 | 0.001906 | 0 | -0.000161 | -0.000315 | -0.001443 | -0.001855 | -0.00316 | -0.004645 | -0.005598 | -0.007963 | -0.008049 | -0.010221 | -0.012088 | -0.012356
0.020163 | 0.020482 | 0.020354 | 0.019137 | 0.016856 | 0.014275 | 0.012813 | 0.01052 | 0.008905 | 0.00714 | 0.005717 | 0.004986 | 0.004626 | 0.004054 | 0.004891 | 0.004502 | 0.004944 | 0.003972 | 0.004162 | 0.003039 | 0.002261 | 0.001331 | 0 | -0.000206 | -0.000518 | -0.001436 | -0.001989 | -0.00335 | -0.005006 | -0.005787 | -0.00781 | -0.00781 | -0.010189 | -0.011822 | -0.012046
0.019257 | 0.019474 | 0.019337 | 0.01835 | 0.016213 | 0.013866 | 0.012149 | 0.01022 | 0.008588 | 0.006854 | 0.005139 | 0.004635 | 0.004145 | 0.003882 | 0.004573 | 0.004253 | 0.00477 | 0.004161 | 0.003771 | 0.002816 | 0.00185 | 0.001237 | 0 | -2.5e-05 | -0.000466 | -0.001531 | -0.002129 | -0.003659 | -0.004989 | -0.00603 | -0.00777 | -0.008036 | -0.010368 | -0.011864 | -0.011982
0.018201 | 0.018408 | 0.018178 | 0.01757 | 0.01508 | 0.012848 | 0.011393 | 0.009384 | 0.007821 | 0.006211 | 0.004663 | 0.003916 | 0.003736 | 0.003444 | 0.003943 | 0.003974 | 0.004394 | 0.003547 | 0.003694 | 0.002684 | 0.002398 | 0.00153 | 0 | -8e-06 | -0.000354 | -0.001468 | -0.002439 | -0.003856 | -0.005286 | -0.006313 | -0.008109 | -0.008179 | -0.010122 | -0.011851 | -0.012018
0.015945 | 0.01633 | 0.016284 | 0.015507 | 0.013268 | 0.011005 | 0.009569 | 0.007873 | 0.006335 | 0.004819 | 0.003504 | 0.00286 | 0.002761 | 0.002528 | 0.003235 | 0.003233 | 0.003754 | 0.002892 | 0.003116 | 0.002142 | 0.001786 | 0.00084 | 0 | -0.000467 | -0.000714 | -0.001876 | -0.002705 | -0.004239 | -0.006217 | -0.00708 | -0.008704 | -0.008717 | -0.010775 | -0.012154 | -0.01235
0.015146 | 0.015411 | 0.015238 | 0.01444 | 0.012309 | 0.010247 | 0.008675 | 0.007079 | 0.005752 | 0.004218 | 0.003012 | 0.002396 | 0.002289 | 0.002183 | 0.002809 | 0.002889 | 0.00348 | 0.002868 | 0.002797 | 0.002242 | 0.001674 | 0.000914 | 0 | -0.000591 | -0.000874 | -0.0021 | -0.003198 | -0.004779 | -0.006429 | -0.00749 | -0.009343 | -0.009186 | -0.011124 | -0.012722 | -0.012637
0.014383 | 0.014559 | 0.014346 | 0.013564 | 0.011541 | 0.009587 | 0.008071 | 0.006484 | 0.005158 | 0.003985 | 0.002702 | 0.002166 | 0.002118 | 0.002072 | 0.002932 | 0.003005 | 0.00349 | 0.003107 | 0.003032 | 0.002225 | 0.001882 | 0.001087 | 0 | -0.000267 | -0.000663 | -0.001917 | -0.003142 | -0.004858 | -0.006563 | -0.007763 | -0.009295 | -0.009169 | -0.011134 | -0.012378 | -0.012489
0.013437 | 0.01354 | 0.013238 | 0.012511 | 0.010636 | 0.008696 | 0.007448 | 0.005975 | 0.004588 | 0.003459 | 0.002437 | 0.00184 | 0.001747 | 0.001876 | 0.002635 | 0.002758 | 0.003439 | 0.003017 | 0.002819 | 0.002178 | 0.001812 | 0.000928 | 0 | -0.000291 | -0.000624 | -0.002002 | -0.003256 | -0.004952 | -0.006695 | -0.007805 | -0.009264 | -0.009421 | -0.011293 | -0.012447 | -0.012468
0.013067 | 0.012998 | 0.012722 | 0.011889 | 0.010225 | 0.00841 | 0.007208 | 0.005651 | 0.004519 | 0.003352 | 0.00238 | 0.001828 | 0.001831 | 0.00186 | 0.002673 | 0.002635 | 0.003259 | 0.002845 | 0.002937 | 0.002106 | 0.001829 | 0.000855 | 0 | -0.00034 | -0.00098 | -0.002229 | -0.003576 | -0.005414 | -0.007174 | -0.008326 | -0.009755 | -0.009795 | -0.011564 | -0.012655 | -0.012765
0.012072 | 0.012087 | 0.011909 | 0.011213 | 0.009582 | 0.007789 | 0.006642 | 0.005312 | 0.004102 | 0.003148 | 0.002164 | 0.001676 | 0.00172 | 0.001743 | 0.002499 | 0.002676 | 0.003251 | 0.002868 | 0.002702 | 0.001912 | 0.001753 | 0.000756 | 0 | -0.000489 | -0.001048 | -0.002338 | -0.003722 | -0.005604 | -0.007356 | -0.008533 | -0.009917 | -0.009907 | -0.011563 | -0.012873 | -0.012749
0.011603 | 0.011695 | 0.011604 | 0.010892 | 0.009313 | 0.007691 | 0.006481 | 0.005296 | 0.004174 | 0.003189 | 0.002254 | 0.001728 | 0.001795 | 0.00186 | 0.002589 | 0.00253 | 0.00319 | 0.002773 | 0.002647 | 0.001984 | 0.001822 | 0.000988 | 0 | -0.000272 | -0.000952 | -0.002322 | -0.003746 | -0.005619 | -0.007327 | -0.008651 | -0.009926 | -0.009985 | -0.011608 | -0.012693 | -0.012675
0.011222 | 0.011348 | 0.011419 | 0.010723 | 0.009236 | 0.007602 | 0.006439 | 0.005236 | 0.004171 | 0.003231 | 0.002272 | 0.001743 | 0.001803 | 0.001926 | 0.002577 | 0.002533 | 0.003192 | 0.002852 | 0.002703 | 0.002076 | 0.001752 | 0.000959 | 0 | -0.000313 | -0.001034 | -0.002325 | -0.003912 | -0.005765 | -0.007536 | -0.008748 | -0.010029 | -0.01022 | -0.011743 | -0.012757 | -0.012813
0.010956 | 0.011139 | 0.011203 | 0.010428 | 0.009049 | 0.007448 | 0.00635 | 0.005217 | 0.004156 | 0.003206 | 0.002279 | 0.001655 | 0.00169 | 0.001783 | 0.002411 | 0.002535 | 0.003003 | 0.002735 | 0.002417 | 0.001924 | 0.001586 | 0.000895 | 0 | -0.000406 | -0.001198 | -0.002429 | -0.003977 | -0.006004 | -0.007696 | -0.009048 | -0.010224 | -0.010392 | -0.011707 | -0.012704 | -0.012779
0.010579 | 0.010766 | 0.01085 | 0.01017 | 0.008724 | 0.007269 | 0.006153 | 0.005041 | 0.003987 | 0.003069 | 0.002172 | 0.001569 | 0.001605 | 0.00172 | 0.002336 | 0.00243 | 0.002901 | 0.002691 | 0.002348 | 0.001872 | 0.001549 | 0.000928 | 0 | -0.000433 | -0.001133 | -0.00235 | -0.004066 | -0.005891 | -0.00761 | -0.009004 | -0.010123 | -0.010453 | -0.011682 | -0.01254 | -0.012659
0.010221 | 0.01037 | 0.010426 | 0.009737 | 0.008345 | 0.006888 | 0.005757 | 0.00472 | 0.003809 | 0.002803 | 0.001934 | 0.001339 | 0.001363 | 0.001555 | 0.002142 | 0.0023 | 0.002719 | 0.002491 | 0.002327 | 0.001787 | 0.001489 | 0.000851 | 0 | -0.000489 | -0.001179 | -0.002479 | -0.004102 | -0.006033 | -0.007809 | -0.009169 | -0.010211 | -0.010502 | -0.011701 | -0.012541 | -0.012681
0.010038 | 0.010135 | 0.010147 | 0.00946 | 0.008139 | 0.006663 | 0.005577 | 0.004527 | 0.003606 | 0.002734 | 0.001849 | 0.001294 | 0.001327 | 0.001423 | 0.001998 | 0.00219 | 0.002551 | 0.002378 | 0.002077 | 0.001773 | 0.001393 | 0.00078 | 0 | -0.000511 | -0.00131 | -0.002507 | -0.004191 | -0.006092 | -0.007753 | -0.009166 | -0.010215 | -0.010542 | -0.011651 | -0.012371 | -0.012609
0.009367 | 0.009475 | 0.009518 | 0.008891 | 0.00753 | 0.006188 | 0.005138 | 0.004158 | 0.003194 | 0.002354 | 0.001538 | 0.001047 | 0.001025 | 0.001172 | 0.001859 | 0.002002 | 0.002286 | 0.002239 | 0.001975 | 0.00166 | 0.001301 | 0.000648 | 0 | -0.000518 | -0.00128 | -0.002488 | -0.004155 | -0.005972 | -0.007737 | -0.009013 | -0.010012 | -0.010438 | -0.011464 | -0.012117 | -0.012337
0.009132 | 0.009267 | 0.009321 | 0.008717 | 0.007416 | 0.006141 | 0.005011 | 0.004117 | 0.003227 | 0.002337 | 0.001569 | 0.001014 | 0.001023 | 0.001197 | 0.001741 | 0.001951 | 0.002318 | 0.002161 | 0.001961 | 0.00167 | 0.00125 | 0.000708 | 0 | -0.000483 | -0.00124 | -0.00244 | -0.004096 | -0.006001 | -0.007703 | -0.009019 | -0.010012 | -0.010321 | -0.011328 | -0.011984 | -0.012157
0.008763 | 0.008837 | 0.00886 | 0.008256 | 0.006994 | 0.005687 | 0.004653 | 0.003792 | 0.002911 | 0.002097 | 0.001283 | 0.000797 | 0.00082 | 0.00094 | 0.00157 | 0.001737 | 0.002098 | 0.002092 | 0.00185 | 0.001548 | 0.00116 | 0.000593 | 0 | -0.000508 | -0.00129 | -0.002439 | -0.004116 | -0.005945 | -0.007648 | -0.008952 | -0.009882 | -0.010311 | -0.011221 | -0.011795 | -0.012032
0.008531 | 0.00861 | 0.008644 | 0.008034 | 0.006814 | 0.005522 | 0.004534 | 0.003689 | 0.002814 | 0.001972 | 0.001249 | 0.000746 | 0.000739 | 0.000943 | 0.001492 | 0.001728 | 0.001958 | 0.001989 | 0.001846 | 0.001528 | 0.001117 | 0.000639 | 0 | -0.000475 | -0.001274 | -0.002408 | -0.004007 | -0.005861 | -0.007551 | -0.008738 | -0.009624 | -0.010119 | -0.010968 | -0.011489 | -0.011762
0.008424 | 0.008459 | 0.008461 | 0.00782 | 0.006587 | 0.00535 | 0.004458 | 0.00353 | 0.002677 | 0.001875 | 0.001122 | 0.000664 | 0.000628 | 0.000858 | 0.001412 | 0.001615 | 0.001918 | 0.001921 | 0.001766 | 0.001495 | 0.001027 | 0.000592 | 0 | -0.000511 | -0.001189 | -0.002345 | -0.003904 | -0.005747 | -0.007353 | -0.008545 | -0.009428 | -0.009847 | -0.010678 | -0.011194 | -0.011408
0.008349 | 0.008326 | 0.00831 | 0.00764 | 0.006514 | 0.005278 | 0.004346 | 0.003428 | 0.002677 | 0.001864 | 0.00113 | 0.000686 | 0.000637 | 0.000851 | 0.001398 | 0.001621 | 0.001865 | 0.001903 | 0.001689 | 0.001465 | 0.001051 | 0.00053 | 0 | -0.000423 | -0.001133 | -0.002254 | -0.003784 | -0.005511 | -0.007083 | -0.008267 | -0.009062 | -0.00954 | -0.010266 | -0.010749 | -0.010985
0.008625 | 0.008551 | 0.008456 | 0.00778 | 0.006634 | 0.005402 | 0.004488 | 0.00362 | 0.002827 | 0.002009 | 0.001231 | 0.0008 | 0.000732 | 0.000897 | 0.001389 | 0.001576 | 0.001814 | 0.001866 | 0.001711 | 0.001361 | 0.001025 | 0.000589 | 0 | -0.000436 | -0.001154 | -0.002112 | -0.003597 | -0.005299 | -0.006774 | -0.00793 | -0.008686 | -0.009182 | -0.009884 | -0.010269 | -0.010558
0.008934 | 0.008753 | 0.008599 | 0.007892 | 0.006731 | 0.005485 | 0.004563 | 0.003755 | 0.002936 | 0.002097 | 0.001318 | 0.000869 | 0.000786 | 0.000934 | 0.00139 | 0.001538 | 0.001785 | 0.001809 | 0.001645 | 0.001365 | 0.000926 | 0.00052 | 0 | -0.000446 | -0.001103 | -0.002002 | -0.003428 | -0.005029 | -0.006465 | -0.007466 | -0.008244 | -0.008737 | -0.00936 | -0.009741 | -0.010006
0.009232 | 0.008988 | 0.008779 | 0.00802 | 0.006865 | 0.005697 | 0.004722 | 0.003925 | 0.003098 | 0.002243 | 0.001461 | 0.001003 | 0.000842 | 0.000983 | 0.001372 | 0.001546 | 0.001735 | 0.00175 | 0.001574 | 0.001304 | 0.000927 | 0.000528 | 0 | -0.00041 | -0.001014 | -0.001879 | -0.003214 | -0.004702 | -0.006093 | -0.007043 | -0.007714 | -0.00824 | -0.00879 | -0.009161 | -0.009463
0.009854 | 0.009515 | 0.009208 | 0.008449 | 0.007251 | 0.006039 | 0.005048 | 0.004256 | 0.003418 | 0.002556 | 0.001723 | 0.001227 | 0.001029 | 0.001107 | 0.001452 | 0.001604 | 0.001738 | 0.001702 | 0.001563 | 0.001295 | 0.000885 | 0.000516 | 0 | -0.000382 | -0.000961 | -0.001767 | -0.002967 | -0.004444 | -0.005689 | -0.006604 | -0.007286 | -0.00777 | -0.008278 | -0.008612 | -0.008939
0.010147 | 0.009784 | 0.009424 | 0.008651 | 0.007456 | 0.006255 | 0.005302 | 0.004461 | 0.003615 | 0.002719 | 0.00189 | 0.001339 | 0.001114 | 0.00112 | 0.001436 | 0.001567 | 0.001656 | 0.001697 | 0.001507 | 0.001248 | 0.000813 | 0.000496 | 0 | -0.000414 | -0.000963 | -0.001701 | -0.002883 | -0.00421 | -0.005364 | -0.00621 | -0.006853 | -0.007322 | -0.007828 | -0.008151 | -0.008424
0.010358 | 0.009973 | 0.009567 | 0.008803 | 0.007629 | 0.006409 | 0.005426 | 0.004661 | 0.003776 | 0.002867 | 0.002027 | 0.001498 | 0.001207 | 0.001158 | 0.001424 | 0.00155 | 0.001627 | 0.001603 | 0.001491 | 0.001206 | 0.000775 | 0.000466 | 0 | -0.000394 | -0.000933 | -0.001613 | -0.002642 | -0.003924 | -0.004991 | -0.005768 | -0.006398 | -0.006851 | -0.007353 | -0.007645 | -0.007905
0.010398 | 0.010047 | 0.009649 | 0.008897 | 0.007714 | 0.006498 | 0.005564 | 0.004768 | 0.003933 | 0.002996 | 0.002147 | 0.001588 | 0.001229 | 0.001201 | 0.001414 | 0.001519 | 0.001587 | 0.001555 | 0.001426 | 0.001167 | 0.000772 | 0.000432 | 0 | -0.00038 | -0.000869 | -0.00154 | -0.002476 | -0.003651 | -0.004674 | -0.005391 | -0.006034 | -0.006415 | -0.00688 | -0.007187 | -0.007441
0.010185 | 0.009856 | 0.009488 | 0.008708 | 0.007588 | 0.006411 | 0.005456 | 0.004662 | 0.003844 | 0.002931 | 0.002108 | 0.001539 | 0.001213 | 0.001153 | 0.001332 | 0.001437 | 0.001502 | 0.001456 | 0.001391 | 0.001101 | 0.000734 | 0.000433 | 0 | -0.000396 | -0.00081 | -0.001422 | -0.002312 | -0.003403 | -0.004382 | -0.005027 | -0.005629 | -0.006011 | -0.006473 | -0.006758 | -0.007006
0.010137 | 0.009829 | 0.00949 | 0.008726 | 0.007581 | 0.00643 | 0.0055 | 0.004707 | 0.003906 | 0.002986 | 0.002139 | 0.001606 | 0.001249 | 0.001152 | 0.001344 | 0.001375 | 0.001476 | 0.001388 | 0.001349 | 0.001078 | 0.000699 | 0.000348 | 0 | -0.000395 | -0.000834 | -0.001406 | -0.002225 | -0.003275 | -0.004194 | -0.004802 | -0.005401 | -0.005765 | -0.00623 | -0.006524 | -0.006755
0.00999 | 0.009708 | 0.009417 | 0.00868 | 0.00754 | 0.006407 | 0.005476 | 0.004681 | 0.003911 | 0.003013 | 0.002188 | 0.001641 | 0.001284 | 0.001181 | 0.001346 | 0.00141 | 0.001482 | 0.001422 | 0.001331 | 0.001072 | 0.000705 | 0.000427 | 0 | -0.000367 | -0.000779 | -0.001391 | -0.002131 | -0.003155 | -0.00404 | -0.00465 | -0.005223 | -0.005576 | -0.006036 | -0.006304 | -0.006538
0.00996 | 0.009667 | 0.009343 | 0.008642 | 0.00751 | 0.006387 | 0.005483 | 0.004682 | 0.003877 | 0.002986 | 0.002112 | 0.001582 | 0.001223 | 0.001122 | 0.001288 | 0.001318 | 0.001438 | 0.001414 | 0.001317 | 0.001059 | 0.000711 | 0.000353 | 0 | -0.000358 | -0.000794 | -0.001374 | -0.002151 | -0.003156 | -0.004005 | -0.004621 | -0.005198 | -0.005537 | -0.005965 | -0.006304 | -0.0065
0.00996 | 0.009636 | 0.009339 | 0.008618 | 0.00751 | 0.006393 | 0.005489 | 0.004709 | 0.003928 | 0.003019 | 0.002168 | 0.001599 | 0.001236 | 0.001136 | 0.001274 | 0.00135 | 0.00144 | 0.001414 | 0.001332 | 0.001052 | 0.000745 | 0.000375 | 0 | -0.000385 | -0.000833 | -0.001498 | -0.002255 | -0.003295 | -0.00421 | -0.0048 | -0.005394 | -0.005712 | -0.006126 | -0.006458 | -0.006641
0.009793 | 0.009194 | 0.008693 | 0.007875 | 0.006636 | 0.005426 | 0.004469 | 0.00367 | 0.002771 | 0.001822 | 0.000967 | 0.000433 | 0.00016 | 0.000168 | 0.000531 | 0.000701 | 0.00091 | 0.000931 | 0.00096 | 0.000728 | 0.000567 | 0.000316 | 0 | -0.000129 | -0.000162 | -0.000206 | -0.00034 | -0.00074 | -0.001153 | -0.001574 | -0.002031 | -0.00229 | -0.002788 | -0.003167 | -0.003315
0.008969 | 0.008441 | 0.008004 | 0.007216 | 0.006068 | 0.004867 | 0.003936 | 0.003163 | 0.002319 | 0.001374 | 0.000566 | 5e-05 | -0.00018 | -0.000141 | 0.000232 | 0.000402 | 0.000677 | 0.000766 | 0.000807 | 0.000627 | 0.000439 | 0.000235 | 0 | -8.1e-05 | -3.2e-05 | 3.8e-05 | 9e-06 | -0.000265 | -0.000641 | -0.000996 | -0.001426 | -0.001712 | -0.002149 | -0.002523 | -0.002691
0.008361 | 0.007891 | 0.007508 | 0.006774 | 0.005601 | 0.004461 | 0.003544 | 0.002756 | 0.001956 | 0.001038 | 0.000231 | -0.00024 | -0.000457 | -0.000405 | -1.7e-05 | 0.000211 | 0.000499 | 0.000586 | 0.000672 | 0.000516 | 0.000385 | 0.000174 | 0 | -8e-05 | 4.8e-05 | 0.000218 | 0.000294 | 0.000117 | -0.000205 | -0.000543 | -0.000933 | -0.001201 | -0.001607 | -0.001973 | -0.002164
0.007784 | 0.007373 | 0.007046 | 0.006365 | 0.005232 | 0.004107 | 0.003211 | 0.00246 | 0.001629 | 0.000771 | -2.2e-05 | -0.000499 | -0.000664 | -0.00059 | -0.000204 | 6.3e-05 | 0.000386 | 0.000489 | 0.00059 | 0.000489 | 0.00038 | 0.0002 | 0 | -2.1e-05 | 0.000139 | 0.000386 | 0.000567 | 0.000469 | 0.000191 | -0.000112 | -0.000516 | -0.000723 | -0.001144 | -0.001497 | -0.001668
0.007039 | 0.006725 | 0.006481 | 0.005826 | 0.004729 | 0.003649 | 0.002775 | 0.002051 | 0.001269 | 0.000434 | -0.000309 | -0.000775 | -0.000891 | -0.000811 | -0.0004 | -0.000102 | 0.000238 | 0.000366 | 0.000531 | 0.000403 | 0.000325 | 0.000182 | 0 | -2.1e-05 | 0.000165 | 0.000467 | 0.000676 | 0.000647 | 0.000442 | 0.000206 | -0.000167 | -0.000347 | -0.000798 | -0.00113 | -0.001306
0.006519 | 0.006211 | 0.005993 | 0.005372 | 0.004319 | 0.003227 | 0.002387 | 0.001687 | 0.000905 | 6.7e-05 | -0.000648 | -0.001079 | -0.001195 | -0.001052 | -0.000601 | -0.000299 | 9e-05 | 0.000255 | 0.000427 | 0.000343 | 0.000296 | 0.000152 | 0 | 1e-06 | 0.000211 | 0.000524 | 0.000791 | 0.000838 | 0.000684 | 0.000464 | 0.000163 | -8e-06 | -0.000433 | -0.000795 | -0.000932
0.005862 | 0.005639 | 0.005504 | 0.004939 | 0.003937 | 0.002916 | 0.002087 | 0.001353 | 0.000662 | -0.000147 | -0.000827 | -0.001264 | -0.001334 | -0.00119 | -0.000719 | -0.000365 | 2.9e-05 | 0.000227 | 0.000388 | 0.000326 | 0.00028 | 0.000135 | 0 | 6e-06 | 0.000151 | 0.000433 | 0.000742 | 0.00083 | 0.00067 | 0.000477 | 0.000202 | 5.5e-05 | -0.00041 | -0.000719 | -0.000869
0.005346 | 0.005116 | 0.004993 | 0.004435 | 0.003453 | 0.002438 | 0.001645 | 0.000975 | 0.000262 | -0.000486 | -0.001132 | -0.001506 | -0.001558 | -0.001364 | -0.000876 | -0.000489 | -2.7e-05 | 0.000169 | 0.000348 | 0.000286 | 0.000284 | 0.000138 | 0 | -5e-06 | 0.000159 | 0.000409 | 0.000686 | 0.000779 | 0.00064 | 0.000473 | 0.000196 | 6e-05 | -0.000345 | -0.000666 | -0.000805
0.00515 | 0.004941 | 0.004847 | 0.004301 | 0.003319 | 0.002345 | 0.001551 | 0.000887 | 0.000183 | -0.000545 | -0.001181 | -0.001572 | -0.001628 | -0.001431 | -0.00095 | -0.000578 | -8.4e-05 | 0.000136 | 0.000306 | 0.000264 | 0.000269 | 0.000125 | 0 | -1.2e-05 | 0.000137 | 0.000341 | 0.000572 | 0.000637 | 0.000515 | 0.000356 | 6.2e-05 | -3e-05 | -0.00043 | -0.000784 | -0.000906
0.004695 | 0.004566 | 0.004538 | 0.004029 | 0.00311 | 0.002158 | 0.00139 | 0.000752 | 9.5e-05 | -0.0006 | -0.00121 | -0.001535 | -0.001531 | -0.001331 | -0.000843 | -0.000463 | 1.2e-05 | 0.000221 | 0.000384 | 0.000327 | 0.000303 | 0.000144 | 0 | -3.5e-05 | 5.3e-05 | 0.000211 | 0.000356 | 0.00032 | 0.000178 | -3.3e-05 | -0.000313 | -0.000408 | -0.000823 | -0.001134 | -0.001289
0.004155 | 0.004086 | 0.004144 | 0.003638 | 0.00277 | 0.001853 | 0.001094 | 0.000496 | -0.000148 | -0.000797 | -0.001353 | -0.001666 | -0.001634 | -0.001402 | -0.000877 | -0.000459 | 1e-06 | 0.00028 | 0.000401 | 0.000373 | 0.000337 | 0.00015 | 0 | -3.9e-05 | 3.2e-05 | 0.000126 | 0.000234 | 0.000119 | -8.4e-05 | -0.000342 | -0.000593 | -0.000742 | -0.001152 | -0.00145 | -0.001574
0.003699 | 0.003692 | 0.00386 | 0.00341 | 0.002573 | 0.001666 | 0.000899 | 0.00029 | -0.00032 | -0.000943 | -0.001471 | -0.001725 | -0.001676 | -0.001407 | -0.000859 | -0.00045 | 4.6e-05 | 0.00032 | 0.00043 | 0.000398 | 0.000364 | 0.000174 | 0 | -2.9e-05 | -3.4e-05 | 4.8e-05 | 5.3e-05 | -0.000121 | -0.000388 | -0.000685 | -0.00095 | -0.001081 | -0.001473 | -0.001766 | -0.001914
0.003191 | 0.003305 | 0.003485 | 0.003079 | 0.002296 | 0.001469 | 0.000769 | 0.000205 | -0.000429 | -0.001026 | -0.001517 | -0.001792 | -0.001694 | -0.001397 | -0.00084 | -0.00043 | 5.7e-05 | 0.000323 | 0.000465 | 0.000366 | 0.000353 | 0.000182 | 0 | -5.3e-05 | -8e-05 | -5.7e-05 | -0.000122 | -0.000349 | -0.000682 | -0.001017 | -0.001272 | -0.001457 | -0.00183 | -0.002092 | -0.002223
0.003204 | 0.003242 | 0.003348 | 0.002944 | 0.002157 | 0.001355 | 0.000648 | 0.000134 | -0.000481 | -0.001017 | -0.001496 | -0.00172 | -0.001584 | -0.00127 | -0.000717 | -0.000331 | 0.000149 | 0.0004 | 0.000499 | 0.000477 | 0.0004 | 0.000234 | 0 | -7.5e-05 | -0.000135 | -0.000168 | -0.000302 | -0.000607 | -0.001003 | -0.001374 | -0.001685 | -0.001852 | -0.002247 | -0.002484 | -0.002641
0.002659 | 0.002837 | 0.00307 | 0.002751 | 0.001972 | 0.001194 | 0.000528 | 3.4e-05 | -0.000537 | -0.001101 | -0.001534 | -0.001742 | -0.001596 | -0.001281 | -0.000735 | -0.000321 | 0.000132 | 0.000403 | 0.000489 | 0.000461 | 0.000364 | 0.000218 | 0 | -0.000125 | -0.000179 | -0.000247 | -0.000437 | -0.000771 | -0.001217 | -0.001622 | -0.001919 | -0.002066 | -0.002449 | -0.002716 | -0.002826
0.002382 | 0.002599 | 0.002836 | 0.002478 | 0.001705 | 0.000953 | 0.00032 | -0.00016 | -0.000703 | -0.001218 | -0.001625 | -0.001832 | -0.001647 | -0.001327 | -0.000764 | -0.000359 | 9.7e-05 | 0.000368 | 0.00046 | 0.000461 | 0.000381 | 0.000217 | 0 | -9.1e-05 | -0.000195 | -0.000304 | -0.000562 | -0.000969 | -0.001443 | -0.001867 | -0.002172 | -0.00234 | -0.002708 | -0.002965 | -0.003064
0.002107 | 0.002347 | 0.002632 | 0.002366 | 0.001653 | 0.000936 | 0.000325 | -0.00012 | -0.000644 | -0.001093 | -0.001489 | -0.00164 | -0.001463 | -0.001092 | -0.000563 | -0.000141 | 0.000261 | 0.000506 | 0.000559 | 0.000516 | 0.000422 | 0.000246 | 0 | -0.000127 | -0.000282 | -0.000385 | -0.000732 | -0.001167 | -0.001703 | -0.002143 | -0.00249 | -0.002656 | -0.003018 | -0.003207 | -0.003345
0.002046 | 0.002397 | 0.002746 | 0.002488 | 0.001793 | 0.001092 | 0.000492 | 5.1e-05 | -0.000459 | -0.000926 | -0.001316 | -0.001482 | -0.001316 | -0.000962 | -0.000449 | -7.3e-05 | 0.000326 | 0.000558 | 0.000612 | 0.000548 | 0.000436 | 0.000246 | 0 | -0.000152 | -0.000295 | -0.000464 | -0.000784 | -0.001286 | -0.001849 | -0.002301 | -0.002599 | -0.002793 | -0.003126 | -0.003334 | -0.003474
0.001704 | 0.002076 | 0.002425 | 0.002162 | 0.001524 | 0.000823 | 0.000233 | -0.00022 | -0.0007 | -0.0011 | -0.001451 | -0.00158 | -0.00138 | -0.001008 | -0.000476 | -0.000101 | 0.000314 | 0.000536 | 0.000589 | 0.000553 | 0.000405 | 0.000214 | 0 | -0.000171 | -0.000316 | -0.000501 | -0.000848 | -0.001383 | -0.001983 | -0.002443 | -0.002786 | -0.002961 | -0.003308 | -0.003497 | -0.003606
0.001386 | 0.001838 | 0.002268 | 0.002063 | 0.001457 | 0.000801 | 0.00027 | -0.000177 | -0.000625 | -0.001032 | -0.001352 | -0.001461 | -0.001263 | -0.000884 | -0.000362 | 1.1e-05 | 0.000375 | 0.000614 | 0.000647 | 0.000611 | 0.000425 | 0.000265 | 0 | -0.000144 | -0.000347 | -0.000557 | -0.000936 | -0.001491 | -0.002085 | -0.002595 | -0.002932 | -0.003118 | -0.003434 | -0.003653 | -0.003752
0.001192 | 0.001686 | 0.002156 | 0.00196 | 0.001358 | 0.000728 | 0.000202 | -0.000221 | -0.000637 | -0.001038 | -0.001353 | -0.001433 | -0.001211 | -0.000839 | -0.000309 | 6.1e-05 | 0.00042 | 0.000667 | 0.000703 | 0.0006 | 0.000444 | 0.000252 | 0 | -0.000187 | -0.000399 | -0.000621 | -0.001037 | -0.001634 | -0.002222 | -0.00274 | -0.003084 | -0.003274 | -0.003601 | -0.003776 | -0.003893
0.001084 | 0.001613 | 0.002089 | 0.001892 | 0.001323 | 0.000716 | 0.000196 | -0.000233 | -0.000657 | -0.000996 | -0.001313 | -0.001383 | -0.001147 | -0.000769 | -0.000261 | 0.00011 | 0.000416 | 0.000653 | 0.00068 | 0.000631 | 0.000439 | 0.000303 | 0 | -0.00018 | -0.000396 | -0.000632 | -0.00106 | -0.001636 | -0.00226 | -0.002776 | -0.003122 | -0.003319 | -0.003629 | -0.003758 | -0.003886
0.000609 | 0.001188 | 0.001724 | 0.001548 | 0.001006 | 0.000443 | -7.7e-05 | -0.000448 | -0.000854 | -0.001195 | -0.001486 | -0.001515 | -0.001262 | -0.000882 | -0.000364 | 1e-06 | 0.000362 | 0.000589 | 0.000646 | 0.00056 | 0.000394 | 0.000243 | 0 | -0.000222 | -0.00045 | -0.000661 | -0.001087 | -0.001684 | -0.002339 | -0.002854 | -0.003191 | -0.003451 | -0.003688 | -0.003823 | -0.00397
0.000363 | 0.000944 | 0.00149 | 0.001367 | 0.000844 | 0.000263 | -0.000247 | -0.000605 | -0.000998 | -0.001324 | -0.001574 | -0.001585 | -0.001336 | -0.00091 | -0.000371 | -3e-05 | 0.000329 | 0.000592 | 0.00067 | 0.000567 | 0.000435 | 0.000275 | 0 | -0.000177 | -0.000383 | -0.000598 | -0.001038 | -0.001596 | -0.002254 | -0.002784 | -0.003113 | -0.003333 | -0.003575 | -0.003733 | -0.003877
-0.000126 | 0.000488 | 0.001079 | 0.000989 | 0.000495 | -7.3e-05 | -0.000555 | -0.000908 | -0.001256 | -0.001578 | -0.001792 | -0.0018 | -0.00152 | -0.00109 | -0.000537 | -0.000147 | 0.000243 | 0.000477 | 0.000537 | 0.000505 | 0.000367 | 0.000211 | 0 | -0.000191 | -0.000355 | -0.000576 | -0.00096 | -0.001554 | -0.002211 | -0.002685 | -0.003026 | -0.003285 | -0.003512 | -0.003636 | -0.003779
-0.000445 | 0.000184 | 0.000792 | 0.000733 | 0.000224 | -0.000277 | -0.00076 | -0.001095 | -0.001451 | -0.00173 | -0.001958 | -0.001928 | -0.001639 | -0.001179 | -0.000582 | -0.000199 | 0.000175 | 0.000447 | 0.00052 | 0.000505 | 0.000336 | 0.000233 | 0 | -0.000182 | -0.000342 | -0.000527 | -0.000945 | -0.001536 | -0.002191 | -0.002669 | -0.003007 | -0.003245 | -0.003503 | -0.003608 | -0.003744
-0.000525 | 0.000107 | 0.000697 | 0.000634 | 0.000128 | -0.00037 | -0.000837 | -0.001168 | -0.001487 | -0.001792 | -0.002008 | -0.001965 | -0.001638 | -0.00118 | -0.000651 | -0.000204 | 0.000128 | 0.000403 | 0.000503 | 0.000469 | 0.00035 | 0.000243 | 0 | -0.000169 | -0.000329 | -0.000547 | -0.000951 | -0.001515 | -0.002188 | -0.002678 | -0.00304 | -0.003218 | -0.00349 | -0.003574 | -0.003746
-0.000599 | 2.3e-05 | 0.000611 | 0.000557 | 6.4e-05 | -0.000434 | -0.000864 | -0.00119 | -0.001545 | -0.001822 | -0.002028 | -0.001942 | -0.001671 | -0.001208 | -0.000655 | -0.000213 | 0.000109 | 0.000369 | 0.000529 | 0.000513 | 0.000331 | 0.000264 | 0 | -0.000184 | -0.000349 | -0.000553 | -0.00095 | -0.001549 | -0.002206 | -0.002674 | -0.003047 | -0.003253 | -0.003493 | -0.003593 | -0.003745
-0.000392 | 0.000191 | 0.000749 | 0.000695 | 0.000213 | -0.000306 | -0.000739 | -0.00104 | -0.001443 | -0.001705 | -0.001886 | -0.001838 | -0.001541 | -0.001105 | -0.000547 | -0.000146 | 0.000179 | 0.000386 | 0.000552 | 0.000505 | 0.000334 | 0.000211 | 0 | -0.000239 | -0.000406 | -0.000635 | -0.001039 | -0.001647 | -0.002297 | -0.002761 | -0.003134 | -0.003306 | -0.003577 | -0.003683 | -0.003813
-0.000334 | 0.000207 | 0.000745 | 0.00071 | 0.000229 | -0.000301 | -0.00072 | -0.001014 | -0.001363 | -0.001651 | -0.001839 | -0.001779 | -0.001516 | -0.00109 | -0.000563 | -0.000155 | 0.0002 | 0.000425 | 0.000551 | 0.000485 | 0.000353 | 0.000229 | 0 | -0.000218 | -0.000381 | -0.000641 | -0.001064 | -0.001645 | -0.002283 | -0.002706 | -0.003107 | -0.003221 | -0.003507 | -0.003598 | -0.003751
-4e-05 | 0.000472 | 0.001003 | 0.00096 | 0.000433 | -6.1e-05 | -0.00048 | -0.00082 | -0.001164 | -0.001443 | -0.001646 | -0.001598 | -0.001342 | -0.000939 | -0.000424 | -7.6e-05 | 0.000245 | 0.000463 | 0.000623 | 0.000513 | 0.000384 | 0.000258 | 0 | -0.000142 | -0.000373 | -0.000666 | -0.001047 | -0.001567 | -0.00222 | -0.002592 | -0.002963 | -0.003069 | -0.003348 | -0.003479 | -0.003579
0.000302 | 0.000748 | 0.001202 | 0.001136 | 0.00064 | 9.1e-05 | -0.000335 | -0.00066 | -0.001007 | -0.001285 | -0.001555 | -0.00147 | -0.001269 | -0.000878 | -0.000383 | -6.9e-05 | 0.000253 | 0.000454 | 0.0006 | 0.000509 | 0.00043 | 0.000281 | 0 | -0.000117 | -0.00034 | -0.000645 | -0.001018 | -0.001523 | -0.002097 | -0.00243 | -0.002805 | -0.00292 | -0.003146 | -0.003284 | -0.003359
0.000658 | 0.001011 | 0.001422 | 0.001343 | 0.000833 | 0.000282 | -0.00012 | -0.000513 | -0.000857 | -0.001136 | -0.001422 | -0.001403 | -0.001214 | -0.000849 | -0.000408 | -0.000117 | 0.000213 | 0.000398 | 0.000577 | 0.000452 | 0.000382 | 0.000271 | 0 | -0.000157 | -0.000327 | -0.000633 | -0.000941 | -0.001437 | -0.00192 | -0.00225 | -0.002587 | -0.002712 | -0.002894 | -0.003073 | -0.003125
0.000866 | 0.001176 | 0.001557 | 0.00142 | 0.000934 | 0.000378 | -7.1e-05 | -0.00039 | -0.000784 | -0.001118 | -0.001393 | -0.001366 | -0.001201 | -0.000884 | -0.00048 | -0.000165 | 0.000195 | 0.00033 | 0.000493 | 0.000408 | 0.000364 | 0.000262 | 0 | -0.00019 | -0.000343 | -0.000585 | -0.000902 | -0.001311 | -0.001751 | -0.002021 | -0.002382 | -0.002342 | -0.002651 | -0.002784 | -0.002839
0.000919 | 0.001212 | 0.001553 | 0.001443 | 0.000953 | 0.000399 | -4.1e-05 | -0.000367 | -0.000771 | -0.001069 | -0.001376 | -0.001374 | -0.001178 | -0.000882 | -0.000476 | -0.000181 | 0.000162 | 0.00032 | 0.000495 | 0.000339 | 0.00036 | 0.000308 | 0 | -0.000119 | -0.000269 | -0.000511 | -0.000739 | -0.001081 | -0.001492 | -0.001726 | -0.002037 | -0.002065 | -0.002316 | -0.002492 | -0.002519
0.000741 | 0.001029 | 0.001379 | 0.001284 | 0.000788 | 0.000238 | -0.000233 | -0.000454 | -0.000876 | -0.001185 | -0.001518 | -0.001503 | -0.001269 | -0.001012 | -0.000551 | -0.000316 | 0.000109 | 0.000175 | 0.000399 | 0.000298 | 0.000323 | 0.000223 | 0 | -0.000105 | -0.000212 | -0.000429 | -0.000628 | -0.000958 | -0.001333 | -0.001479 | -0.001833 | -0.001736 | -0.002034 | -0.002246 | -0.002247
0.000871 | 0.001136 | 0.001463 | 0.001405 | 0.00082 | 0.000326 | -0.000116 | -0.000475 | -0.000821 | -0.001162 | -0.001455 | -0.0015 | -0.001298 | -0.001031 | -0.000581 | -0.00031 | 5.9e-05 | 0.000136 | 0.000387 | 0.000262 | 0.000304 | 0.000224 | 0 | -0.000135 | -0.000171 | -0.000419 | -0.000579 | -0.000897 | -0.001226 | -0.001343 | -0.001726 | -0.00163 | -0.001933 | -0.00212 | -0.002083
0.001019 | 0.001229 | 0.001526 | 0.00151 | 0.000956 | 0.000414 | -1.8e-05 | -0.000289 | -0.000714 | -0.00108 | -0.001377 | -0.001436 | -0.00124 | -0.000997 | -0.000555 | -0.000321 | 0.0001 | 0.000122 | 0.000392 | 0.000287 | 0.000301 | 0.000304 | 0 | -3.4e-05 | -8.8e-05 | -0.000343 | -0.000507 | -0.000731 | -0.001041 | -0.001227 | -0.001585 | -0.001405 | -0.001772 | -0.00197 | -0.001905
0.000934 | 0.001156 | 0.001461 | 0.001448 | 0.000828 | 0.000314 | -0.000124 | -0.000366 | -0.000787 | -0.001115 | -0.001391 | -0.0015 | -0.001268 | -0.001044 | -0.000587 | -0.000355 | 8.4e-05 | 0.000161 | 0.000353 | 0.000263 | 0.000343 | 0.000262 | 0 | -4.7e-05 | -9.2e-05 | -0.000327 | -0.000476 | -0.000685 | -0.001018 | -0.001151 | -0.001469 | -0.001284 | -0.001626 | -0.001844 | -0.001806
0.001063 | 0.001245 | 0.00151 | 0.001462 | 0.000948 | 0.000426 | 1.4e-05 | -0.000353 | -0.000713 | -0.001049 | -0.001342 | -0.001465 | -0.001211 | -0.001054 | -0.000472 | -0.000276 | 9.1e-05 | 0.000181 | 0.000407 | 0.000285 | 0.000379 | 0.000228 | 0 | -3.7e-05 | -4e-06 | -0.000298 | -0.000434 | -0.000676 | -0.001001 | -0.001116 | -0.001472 | -0.001177 | -0.001541 | -0.001777 | -0.001686
0.001061 | 0.001237 | 0.00153 | 0.0015 | 0.00094 | 0.000366 | 5e-06 | -0.000325 | -0.000715 | -0.001033 | -0.001377 | -0.001401 | -0.001221 | -0.00099 | -0.000477 | -0.000272 | 0.000192 | 0.000206 | 0.000451 | 0.000334 | 0.000495 | 0.000347 | 0 | 3.9e-05 | 3.1e-05 | -0.000211 | -0.000341 | -0.000554 | -0.000845 | -0.000969 | -0.001288 | -0.001018 | -0.001485 | -0.001735 | -0.001591
0.001267 | 0.001422 | 0.001673 | 0.001673 | 0.001099 | 0.000537 | 0.000119 | -0.00022 | -0.000579 | -0.000936 | -0.00124 | -0.001412 | -0.001125 | -0.000905 | -0.000468 | -0.000257 | 0.000208 | 0.000244 | 0.000536 | 0.000268 | 0.000506 | 0.000287 | 0 | -1.3e-05 | -1.7e-05 | -0.000316 | -0.000419 | -0.000706 | -0.001005 | -0.00113 | -0.001375 | -0.00097 | -0.00152 | -0.001769 | -0.001563

## ACS136_CC_tcarray
0.020879 | 0.019024 | 0.017264 | 0.01591 | 0.014158 | 0.013389 | 0.012332 | 0.011822 | 0.010851 | 0.010587 | 0.009918 | 0.00904 | 0.008418 | 0.008121 | 0.007276 | 0.006411 | 0.005896 | 0.006121 | 0.00501 | 0.003567 | 0.000834 | -1.2e-05 | 0 | -0.001145 | -0.002537 | -0.004531 | -0.005544 | -0.006301 | -0.008075 | -0.009099 | -0.013248 | -0.012601 | -0.013008 | -0.013473 | -0.01257
0.019302 | 0.017017 | 0.014514 | 0.01286 | 0.012201 | 0.011596 | 0.010594 | 0.009612 | 0.009417 | 0.008858 | 0.008324 | 0.008325 | 0.007245 | 0.006936 | 0.006115 | 0.005717 | 0.005131 | 0.004306 | 0.003376 | 0.002635 | 0.000762 | 0.0015 | 0 | 0.000207 | -0.000521 | -0.003016 | -0.003779 | -0.004021 | -0.006555 | -0.007562 | -0.009516 | -0.009919 | -0.009583 | -0.010204 | -0.009562
0.01524 | 0.012184 | 0.010204 | 0.00949 | 0.00805 | 0.008459 | 0.007916 | 0.007055 | 0.006499 | 0.006472 | 0.005656 | 0.006035 | 0.00547 | 0.00515 | 0.004798 | 0.004275 | 0.003792 | 0.003139 | 0.002978 | 0.001793 | -0.000288 | 0.000109 | 0 | -0.000195 | -0.000912 | -0.00304 | -0.00346 | -0.004285 | -0.005493 | -0.006258 | -0.008413 | -0.008613 | -0.008559 | -0.009046 | -0.007682
0.012312 | 0.008908 | 0.007267 | 0.006545 | 0.005604 | 0.005853 | 0.005214 | 0.005282 | 0.004756 | 0.004701 | 0.004325 | 0.004179 | 0.004378 | 0.004218 | 0.003615 | 0.003325 | 0.003285 | 0.003019 | 0.002104 | 0.001874 | 0.000744 | 0.000939 | 0 | -8.3e-05 | -0.000314 | -0.002242 | -0.002995 | -0.003033 | -0.00422 | -0.004269 | -0.006888 | -0.006498 | -0.006498 | -0.00751 | -0.005877
0.0095 | 0.005736 | 0.004302 | 0.004012 | 0.003303 | 0.003267 | 0.00276 | 0.002517 | 0.002149 | 0.00246 | 0.002342 | 0.002618 | 0.002844 | 0.002534 | 0.002061 | 0.002135 | 0.001638 | 0.001832 | 0.001203 | 0.00091 | -0.000886 | 0.000194 | 0 | -0.000678 | -0.000331 | -0.002405 | -0.002895 | -0.003311 | -0.003985 | -0.004196 | -0.006017 | -0.004835 | -0.005734 | -0.005697 | -0.004601
0.009124 | 0.004606 | 0.002482 | 0.002082 | 0.001299 | 0.001636 | 0.001348 | 0.001211 | 0.001269 | 0.001352 | 0.001139 | 0.001433 | 0.001488 | 0.00167 | 0.001501 | 0.001429 | 0.001195 | 0.001018 | 0.000824 | 0.000568 | -0.000419 | -0.000209 | 0 | -0.00043 | -0.000544 | -0.001986 | -0.002358 | -0.002737 | -0.003666 | -0.003349 | -0.005155 | -0.004346 | -0.00463 | -0.004994 | -0.003917
0.007714 | 0.004578 | 0.002864 | 0.002177 | 0.001569 | 0.001836 | 0.001047 | 0.001524 | 0.001408 | 0.001516 | 0.001201 | 0.001257 | 0.001778 | 0.001824 | 0.001671 | 0.001708 | 0.001373 | 0.001066 | 0.000854 | 0.001168 | -0.000138 | -8e-06 | 0 | -0.000273 | -0.00038 | -0.001476 | -0.001991 | -0.002044 | -0.003224 | -0.003213 | -0.004471 | -0.003509 | -0.004093 | -0.004078 | -0.002748
0.005505 | 0.002724 | 0.001389 | 0.001334 | 0.00063 | 0.001191 | 0.000535 | 0.000881 | 0.000641 | 0.001035 | 0.000949 | 0.000689 | 0.001162 | 0.001489 | 0.001014 | 0.001139 | 0.001066 | 0.001032 | 0.00073 | 0.000918 | 3.8e-05 | 9.6e-05 | 0 | 8.1e-05 | 8.2e-05 | -0.001065 | -0.001417 | -0.001777 | -0.00242 | -0.002351 | -0.00337 | -0.002438 | -0.002698 | -0.002902 | -0.002034
0.003732 | 0.000697 | -0.000544 | -0.000421 | -0.000933 | -0.000243 | -0.000452 | -0.000258 | -0.000186 | 0.000292 | 0.000181 | 0.000361 | 0.000527 | 0.000781 | 0.000477 | 0.000735 | 0.000567 | 0.000102 | 0.000162 | 0.000332 | -0.000388 | -0.00023 | 0 | -3e-06 | -0.000171 | -0.001145 | -0.001305 | -0.001695 | -0.002149 | -0.002135 | -0.003004 | -0.00211 | -0.002314 | -0.002791 | -0.001914
0.003319 | 0.000162 | -0.001463 | -0.001335 | -0.001407 | -0.001074 | -0.001123 | -0.001153 | -0.001013 | -0.000551 | -0.000387 | -1.6e-05 | 0.000295 | 0.000278 | 0.000324 | 0.00048 | 0.000455 | 0.000421 | 0.000447 | 0.000141 | -0.000316 | 3e-06 | 0 | -0.000157 | -0.0001 | -0.000949 | -0.001242 | -0.001426 | -0.002071 | -0.001962 | -0.002409 | -0.001889 | -0.002119 | -0.002193 | -0.00141
0.003253 | 0.000161 | -0.001477 | -0.0017 | -0.001667 | -0.001103 | -0.00143 | -0.001223 | -0.001057 | -0.000824 | -0.00065 | -0.000466 | -0.00016 | 0.000194 | -4e-05 | 0.000276 | 0.000248 | 0.000223 | 0.000391 | 0.000241 | -0.00032 | -0.000176 | 0 | -0.000128 | -0.000123 | -0.000848 | -0.001475 | -0.00167 | -0.002069 | -0.002136 | -0.002486 | -0.001867 | -0.002062 | -0.00224 | -0.001661
0.002012 | -0.000875 | -0.0025 | -0.002769 | -0.002633 | -0.002144 | -0.002057 | -0.00208 | -0.002001 | -0.001396 | -0.001341 | -0.001033 | -0.00044 | -5.9e-05 | -0.000181 | 3.7e-05 | 0.000131 | 0.000325 | 0.00025 | 4.4e-05 | -5.2e-05 | -8.6e-05 | 0 | -1.4e-05 | -3e-05 | -0.000666 | -0.001021 | -0.001281 | -0.001732 | -0.001855 | -0.001963 | -0.001582 | -0.001676 | -0.001789 | -0.001217
-0.000274 | -0.002579 | -0.003717 | -0.003774 | -0.003617 | -0.003201 | -0.003141 | -0.00292 | -0.002866 | -0.00234 | -0.002234 | -0.001567 | -0.001104 | -0.000595 | -0.00045 | 2.9e-05 | 0.000258 | 0.000231 | 0.000424 | 0.00024 | -0.000188 | 0.000187 | 0 | 0.000119 | 0.000182 | -0.000526 | -0.000878 | -0.001054 | -0.00112 | -0.001375 | -0.001575 | -0.001086 | -0.001451 | -0.001355 | -0.000981
-0.000381 | -0.002361 | -0.003289 | -0.003431 | -0.003174 | -0.002798 | -0.002915 | -0.002804 | -0.002533 | -0.002144 | -0.00198 | -0.00148 | -0.000754 | -0.000635 | -0.000707 | -0.00029 | -9.4e-05 | 9.6e-05 | 5.7e-05 | -1.4e-05 | 5.3e-05 | 0.000223 | 0 | 0.000295 | 7.7e-05 | -0.000205 | -0.000589 | -0.000844 | -0.001177 | -0.001186 | -0.001509 | -0.001018 | -0.001166 | -0.000958 | -0.000696
-0.001597 | -0.003163 | -0.003997 | -0.003963 | -0.003815 | -0.003324 | -0.003302 | -0.003197 | -0.003145 | -0.002604 | -0.002303 | -0.001744 | -0.001162 | -0.000801 | -0.000698 | -0.000446 | -0.000173 | -0.000131 | 4.6e-05 | 6.7e-05 | -5.6e-05 | 9.4e-05 | 0 | 0.000222 | 0.0001 | -0.000254 | -0.000622 | -0.000848 | -0.001212 | -0.001423 | -0.001457 | -0.001079 | -0.001145 | -0.001178 | -0.001091
-0.002889 | -0.004339 | -0.005027 | -0.004821 | -0.004634 | -0.004044 | -0.004169 | -0.00395 | -0.003632 | -0.003202 | -0.00284 | -0.002251 | -0.001589 | -0.00128 | -0.001065 | -0.000717 | -0.000254 | -0.000245 | -2.9e-05 | -0.000162 | -8.2e-05 | 3.1e-05 | 0 | 0.000114 | -0.00012 | -0.000279 | -0.000759 | -0.000982 | -0.001174 | -0.001418 | -0.001435 | -0.001177 | -0.001329 | -0.001368 | -0.001162
-0.003314 | -0.004558 | -0.005029 | -0.004779 | -0.004616 | -0.004095 | -0.00402 | -0.003879 | -0.003674 | -0.003224 | -0.002859 | -0.002383 | -0.00173 | -0.001379 | -0.001225 | -0.000815 | -0.000545 | -0.000385 | -0.000294 | -9.5e-05 | -0.00019 | 3.6e-05 | 0 | 5.4e-05 | 1.1e-05 | -0.000283 | -0.000728 | -0.000815 | -0.001121 | -0.001211 | -0.001319 | -0.001276 | -0.001278 | -0.001136 | -0.001113
-0.004113 | -0.005007 | -0.005363 | -0.005115 | -0.004917 | -0.004338 | -0.004208 | -0.00402 | -0.003842 | -0.003291 | -0.002984 | -0.002434 | -0.001799 | -0.001433 | -0.001204 | -0.000789 | -0.000469 | -0.000354 | -0.000196 | -0.000207 | -0.000117 | 2.1e-05 | 0 | 1.2e-05 | 5.9e-05 | -0.000231 | -0.000647 | -0.000848 | -0.001229 | -0.001311 | -0.00135 | -0.001252 | -0.001358 | -0.001272 | -0.001238
-0.005142 | -0.005847 | -0.005929 | -0.005498 | -0.005272 | -0.004771 | -0.004671 | -0.004511 | -0.004192 | -0.003725 | -0.003335 | -0.00284 | -0.002206 | -0.001779 | -0.001557 | -0.001182 | -0.000805 | -0.000421 | -0.000321 | -0.000187 | -0.000134 | -6.3e-05 | 0 | -4e-06 | 1e-06 | -0.000246 | -0.00068 | -0.000915 | -0.00118 | -0.001253 | -0.001405 | -0.001437 | -0.001378 | -0.00122 | -0.0013
-0.005683 | -0.00623 | -0.006349 | -0.005957 | -0.005734 | -0.005248 | -0.005201 | -0.00492 | -0.004611 | -0.004072 | -0.003755 | -0.003263 | -0.002508 | -0.002121 | -0.001824 | -0.001368 | -0.000991 | -0.000837 | -0.000565 | -0.000423 | -0.000314 | -0.000215 | 0 | 3.8e-05 | -1.3e-05 | -0.000169 | -0.000575 | -0.000721 | -0.001025 | -0.001114 | -0.001199 | -0.001309 | -0.001219 | -0.001161 | -0.001229
-0.005703 | -0.006147 | -0.006224 | -0.005924 | -0.005622 | -0.005179 | -0.00501 | -0.004768 | -0.004431 | -0.003947 | -0.003554 | -0.003024 | -0.002336 | -0.001896 | -0.001589 | -0.001239 | -0.000833 | -0.000649 | -0.000436 | -0.000283 | -0.000202 | -4.2e-05 | 0 | 8.4e-05 | 4e-06 | -0.000181 | -0.000602 | -0.000908 | -0.001165 | -0.001253 | -0.001384 | -0.001367 | -0.001375 | -0.00119 | -0.001283
-0.006418 | -0.006837 | -0.00681 | -0.006464 | -0.006117 | -0.005595 | -0.005502 | -0.005181 | -0.004941 | -0.004415 | -0.003945 | -0.003469 | -0.002746 | -0.002292 | -0.001874 | -0.001418 | -0.001031 | -0.000694 | -0.000432 | -0.000305 | -0.000209 | -0.000144 | 0 | 0.000143 | 0.000103 | -0.000118 | -0.000459 | -0.000683 | -0.001049 | -0.001055 | -0.001106 | -0.001307 | -0.001205 | -0.001097 | -0.001271
-0.006277 | -0.006674 | -0.006715 | -0.006379 | -0.006057 | -0.005647 | -0.005364 | -0.005217 | -0.004804 | -0.004279 | -0.003873 | -0.003347 | -0.002696 | -0.002206 | -0.001827 | -0.001464 | -0.001041 | -0.00074 | -0.00053 | -0.000425 | -0.000247 | -0.000117 | 0 | 0.00013 | 8e-05 | -7.6e-05 | -0.000391 | -0.00065 | -0.000965 | -0.001007 | -0.001106 | -0.001244 | -0.001116 | -0.001053 | -0.001143
-0.006886 | -0.007156 | -0.00708 | -0.006707 | -0.006302 | -0.005809 | -0.005595 | -0.005457 | -0.005043 | -0.004511 | -0.004092 | -0.003483 | -0.00289 | -0.002355 | -0.00201 | -0.001509 | -0.00108 | -0.000768 | -0.000555 | -0.000321 | -0.000273 | -5.7e-05 | 0 | 0.000175 | 0.000205 | 6e-06 | -0.00031 | -0.000601 | -0.000854 | -0.000938 | -0.000929 | -0.001229 | -0.001112 | -0.000942 | -0.001113
-0.006869 | -0.007188 | -0.007106 | -0.006825 | -0.006496 | -0.006019 | -0.005786 | -0.005552 | -0.005209 | -0.004671 | -0.004246 | -0.003655 | -0.003026 | -0.002471 | -0.002057 | -0.001656 | -0.001175 | -0.000911 | -0.000622 | -0.000455 | -0.000227 | -4.1e-05 | 0 | 0.000157 | 0.000195 | -2.2e-05 | -0.000386 | -0.000591 | -0.000869 | -0.001001 | -0.001058 | -0.001275 | -0.001113 | -0.001045 | -0.001139
-0.007121 | -0.007316 | -0.007215 | -0.006875 | -0.006527 | -0.006076 | -0.005875 | -0.005574 | -0.005232 | -0.004682 | -0.004257 | -0.003731 | -0.003043 | -0.002516 | -0.002089 | -0.001673 | -0.001273 | -0.000894 | -0.000603 | -0.00045 | -0.000251 | -0.000104 | 0 | 0.000197 | 0.000226 | 8.7e-05 | -0.000205 | -0.000563 | -0.000831 | -0.000873 | -0.001046 | -0.001151 | -0.001062 | -0.000941 | -0.001113
-0.007309 | -0.00747 | -0.007316 | -0.006982 | -0.006541 | -0.006113 | -0.005898 | -0.005669 | -0.005282 | -0.004718 | -0.004304 | -0.003717 | -0.00308 | -0.002546 | -0.002146 | -0.001681 | -0.001266 | -0.000883 | -0.000654 | -0.000352 | -0.000285 | -3.9e-05 | 0 | 0.000181 | 0.000218 | 9.1e-05 | -0.000193 | -0.000501 | -0.000789 | -0.000829 | -0.001002 | -0.001151 | -0.001 | -0.00093 | -0.001019
-0.008016 | -0.008055 | -0.007838 | -0.007483 | -0.007106 | -0.006616 | -0.006427 | -0.006132 | -0.005744 | -0.00519 | -0.004695 | -0.004152 | -0.003488 | -0.002921 | -0.002495 | -0.001993 | -0.001522 | -0.001156 | -0.000852 | -0.000581 | -0.000411 | -0.000191 | 0 | 0.000114 | 0.00022 | 0.000147 | -0.000164 | -0.000436 | -0.00071 | -0.000812 | -0.000904 | -0.001032 | -0.000894 | -0.000909 | -0.001004
-0.007726 | -0.007724 | -0.00753 | -0.00719 | -0.006805 | -0.006382 | -0.006125 | -0.005822 | -0.005469 | -0.004953 | -0.004568 | -0.003977 | -0.003393 | -0.002815 | -0.002342 | -0.00188 | -0.001483 | -0.001115 | -0.000834 | -0.000577 | -0.000399 | -0.00012 | 0 | 0.000181 | 0.000237 | 0.000142 | -0.000123 | -0.000373 | -0.000645 | -0.000767 | -0.000816 | -0.001017 | -0.000816 | -0.000853 | -0.000981
-0.007893 | -0.007915 | -0.007716 | -0.007333 | -0.006962 | -0.006505 | -0.006296 | -0.005974 | -0.005605 | -0.005125 | -0.004613 | -0.004049 | -0.003359 | -0.002861 | -0.002393 | -0.001905 | -0.001535 | -0.00112 | -0.000797 | -0.000543 | -0.00036 | -0.000127 | 0 | 0.00017 | 0.000236 | 0.000184 | -6.5e-05 | -0.000303 | -0.000613 | -0.000619 | -0.000802 | -0.000902 | -0.000878 | -0.000776 | -0.00091
-0.00806 | -0.008017 | -0.007736 | -0.00736 | -0.007019 | -0.006557 | -0.006303 | -0.006047 | -0.005673 | -0.005155 | -0.004712 | -0.00419 | -0.003542 | -0.002985 | -0.002548 | -0.002005 | -0.001667 | -0.001202 | -0.000871 | -0.000616 | -0.000371 | -0.000147 | 0 | 0.00018 | 0.0003 | 0.00023 | 9e-06 | -0.000203 | -0.000517 | -0.000527 | -0.000705 | -0.00079 | -0.000723 | -0.000681 | -0.000879
-0.007987 | -0.007877 | -0.00761 | -0.007241 | -0.006895 | -0.006447 | -0.006209 | -0.005975 | -0.005601 | -0.005091 | -0.004668 | -0.004152 | -0.003545 | -0.002975 | -0.002553 | -0.002053 | -0.001645 | -0.00124 | -0.000888 | -0.00059 | -0.000378 | -0.000164 | 0 | 0.000238 | 0.00036 | 0.000325 | 0.000138 | -9.5e-05 | -0.00034 | -0.000398 | -0.000561 | -0.000651 | -0.000573 | -0.000625 | -0.000731
-0.008172 | -0.007997 | -0.007685 | -0.00729 | -0.006939 | -0.00656 | -0.006279 | -0.005982 | -0.005656 | -0.005155 | -0.004705 | -0.004167 | -0.003529 | -0.00303 | -0.002637 | -0.002074 | -0.001662 | -0.001149 | -0.00083 | -0.000545 | -0.000429 | -0.000149 | 0 | 0.000216 | 0.00041 | 0.000355 | 0.000224 | -4.5e-05 | -0.000286 | -0.000395 | -0.00057 | -0.000568 | -0.000577 | -0.000603 | -0.000758
-0.008164 | -0.007976 | -0.007639 | -0.007265 | -0.006949 | -0.006532 | -0.006345 | -0.006053 | -0.005729 | -0.005254 | -0.004785 | -0.004285 | -0.003703 | -0.003181 | -0.002768 | -0.002212 | -0.001829 | -0.001325 | -0.00093 | -0.000623 | -0.000459 | -0.000202 | 0 | 0.000177 | 0.000374 | 0.000348 | 0.000167 | -3e-05 | -0.000274 | -0.000348 | -0.000517 | -0.000603 | -0.000573 | -0.000647 | -0.000764
-0.007916 | -0.007681 | -0.007327 | -0.007015 | -0.006679 | -0.006273 | -0.006025 | -0.005794 | -0.00545 | -0.004967 | -0.004611 | -0.004078 | -0.003521 | -0.003064 | -0.002644 | -0.00212 | -0.001699 | -0.001244 | -0.000888 | -0.000569 | -0.00035 | -0.00014 | 0 | 0.000273 | 0.000425 | 0.000398 | 0.000268 | 3.6e-05 | -0.000188 | -0.000241 | -0.000451 | -0.000494 | -0.000494 | -0.000588 | -0.0007
-0.008235 | -0.007971 | -0.007576 | -0.007224 | -0.006833 | -0.006469 | -0.006212 | -0.005991 | -0.005658 | -0.00515 | -0.004741 | -0.004216 | -0.003668 | -0.003185 | -0.002751 | -0.002231 | -0.001748 | -0.0013 | -0.000926 | -0.000591 | -0.000433 | -0.000136 | 0 | 0.000226 | 0.000403 | 0.00037 | 0.000242 | 1.5e-05 | -0.000233 | -0.000304 | -0.000448 | -0.000496 | -0.000517 | -0.000621 | -0.000806
-0.008506 | -0.008131 | -0.007699 | -0.007326 | -0.006988 | -0.006584 | -0.006343 | -0.006064 | -0.005742 | -0.005244 | -0.004822 | -0.004284 | -0.00372 | -0.00325 | -0.002806 | -0.002295 | -0.001846 | -0.001352 | -0.00099 | -0.000627 | -0.00038 | -0.000171 | 0 | 0.000205 | 0.000352 | 0.000357 | 0.000233 | 6.7e-05 | -0.000215 | -0.000265 | -0.00049 | -0.00055 | -0.000561 | -0.000712 | -0.000818
-0.008276 | -0.007832 | -0.007383 | -0.00701 | -0.006653 | -0.006263 | -0.006036 | -0.005793 | -0.005455 | -0.004991 | -0.004625 | -0.004102 | -0.003571 | -0.003102 | -0.002647 | -0.002139 | -0.001715 | -0.001298 | -0.000902 | -0.000592 | -0.000387 | -0.000179 | 0 | 0.00015 | 0.000307 | 0.000263 | 0.00014 | -7.9e-05 | -0.000297 | -0.00038 | -0.000585 | -0.000659 | -0.000688 | -0.000852 | -0.000947
-0.008289 | -0.007933 | -0.007493 | -0.007113 | -0.006769 | -0.006381 | -0.006129 | -0.005858 | -0.005532 | -0.005056 | -0.004627 | -0.004082 | -0.003528 | -0.003046 | -0.002608 | -0.002084 | -0.001666 | -0.001198 | -0.000847 | -0.000567 | -0.000366 | -0.000155 | 0 | 0.000141 | 0.000283 | 0.000197 | 0.000109 | -0.000139 | -0.000357 | -0.000443 | -0.000652 | -0.000695 | -0.000753 | -0.000955 | -0.001032
-0.008004 | -0.007597 | -0.007147 | -0.006797 | -0.006462 | -0.006102 | -0.005819 | -0.005566 | -0.005255 | -0.004794 | -0.004381 | -0.003887 | -0.00331 | -0.002839 | -0.002437 | -0.001955 | -0.001517 | -0.001096 | -0.000785 | -0.000451 | -0.00028 | -9.6e-05 | 0 | 0.000155 | 0.000235 | 0.000179 | 2e-05 | -0.000218 | -0.000442 | -0.000543 | -0.000734 | -0.000755 | -0.000856 | -0.001037 | -0.001163
-0.007598 | -0.007224 | -0.006787 | -0.006395 | -0.006078 | -0.005699 | -0.005509 | -0.00525 | -0.004963 | -0.004502 | -0.004139 | -0.003641 | -0.003096 | -0.00265 | -0.002271 | -0.001762 | -0.001396 | -0.001029 | -0.000722 | -0.000438 | -0.000273 | -9.3e-05 | 0 | 0.000121 | 0.000205 | 0.000107 | -5.5e-05 | -0.000306 | -0.000538 | -0.00066 | -0.000856 | -0.000896 | -0.000993 | -0.00117 | -0.001241
-0.007618 | -0.007261 | -0.006844 | -0.006476 | -0.006138 | -0.005755 | -0.005586 | -0.005328 | -0.00497 | -0.004522 | -0.004128 | -0.003593 | -0.003012 | -0.002571 | -0.002171 | -0.001692 | -0.001334 | -0.000998 | -0.000658 | -0.000413 | -0.000276 | -0.000101 | 0 | 7.7e-05 | 9.6e-05 | 2.6e-05 | -0.000196 | -0.000479 | -0.000709 | -0.000852 | -0.001016 | -0.001065 | -0.001174 | -0.001325 | -0.001398
-0.00511 | -0.005239 | -0.005172 | -0.00492 | -0.004659 | -0.004359 | -0.004182 | -0.003946 | -0.003677 | -0.003311 | -0.002968 | -0.002552 | -0.002091 | -0.001667 | -0.001361 | -0.001018 | -0.000795 | -0.000525 | -0.000334 | -0.000206 | -0.000133 | -2.1e-05 | 0 | 9.3e-05 | 0.000117 | 0.000145 | 0.000113 | 8.8e-05 | 5.7e-05 | 4.7e-05 | -5.8e-05 | -0.000189 | -0.00021 | -0.000269 | -0.000334
-0.004562 | -0.004812 | -0.00485 | -0.004633 | -0.004414 | -0.004088 | -0.003935 | -0.003746 | -0.003501 | -0.003134 | -0.002848 | -0.002435 | -0.001965 | -0.001568 | -0.001254 | -0.00094 | -0.000748 | -0.000571 | -0.000374 | -0.00022 | -0.000173 | -6.3e-05 | 0 | 6e-05 | 9.2e-05 | 9.2e-05 | 3.1e-05 | 2.9e-05 | 1.8e-05 | 2e-05 | -7.8e-05 | -0.000169 | -0.00018 | -0.000236 | -0.000343
-0.003916 | -0.004245 | -0.004353 | -0.004178 | -0.003958 | -0.003692 | -0.003498 | -0.003321 | -0.003087 | -0.002762 | -0.002472 | -0.002137 | -0.001687 | -0.001311 | -0.001044 | -0.000746 | -0.000625 | -0.000463 | -0.0003 | -0.000182 | -0.000151 | -4.5e-05 | 0 | 4.6e-05 | 2.9e-05 | 2.6e-05 | -3.9e-05 | -4.5e-05 | -5.9e-05 | -6.2e-05 | -0.000118 | -0.000208 | -0.000192 | -0.000268 | -0.000291
-0.003754 | -0.004099 | -0.004199 | -0.003983 | -0.0038 | -0.003517 | -0.003371 | -0.003162 | -0.00292 | -0.002607 | -0.002337 | -0.001979 | -0.001555 | -0.001201 | -0.000906 | -0.000678 | -0.000567 | -0.00039 | -0.000265 | -0.000141 | -0.000107 | -2.4e-05 | 0 | 7.7e-05 | 8.5e-05 | 3.8e-05 | 1.6e-05 | 1.7e-05 | 1.6e-05 | 2.1e-05 | -5.5e-05 | -0.000124 | -0.000108 | -0.00014 | -0.000198
-0.003506 | -0.003852 | -0.003924 | -0.003749 | -0.003559 | -0.003274 | -0.003126 | -0.002919 | -0.002688 | -0.00238 | -0.002123 | -0.001773 | -0.001369 | -0.001042 | -0.000821 | -0.000565 | -0.00047 | -0.000334 | -0.000209 | -0.000104 | -0.000123 | -4.3e-05 | 0 | 5.4e-05 | 7.4e-05 | 3.7e-05 | -2.2e-05 | -4e-06 | -4.4e-05 | -4e-06 | -4.9e-05 | -0.000103 | -8.3e-05 | -0.000119 | -0.000148
-0.003556 | -0.003974 | -0.004124 | -0.003926 | -0.003739 | -0.003455 | -0.003277 | -0.003051 | -0.002845 | -0.002495 | -0.002219 | -0.001857 | -0.001453 | -0.001101 | -0.000829 | -0.00059 | -0.0005 | -0.00035 | -0.000231 | -0.00014 | -0.00013 | -6.9e-05 | 0 | 4.6e-05 | 6.6e-05 | 4e-05 | 2.4e-05 | 3.5e-05 | 1.6e-05 | 7.2e-05 | -5e-06 | -2e-05 | -1e-05 | -1.6e-05 | -4.3e-05
-0.003468 | -0.003856 | -0.003978 | -0.003791 | -0.003606 | -0.003327 | -0.003171 | -0.00297 | -0.002749 | -0.00244 | -0.002197 | -0.001851 | -0.001441 | -0.001123 | -0.000906 | -0.000672 | -0.000574 | -0.000417 | -0.000281 | -0.000185 | -0.000141 | -6.6e-05 | 0 | 7.6e-05 | 9.5e-05 | 0.000105 | 0.000105 | 0.000117 | 0.000159 | 0.000196 | 0.000166 | 0.000159 | 0.00018 | 0.000147 | 0.000145
-0.003492 | -0.003934 | -0.004062 | -0.003886 | -0.003678 | -0.003369 | -0.003238 | -0.002996 | -0.002764 | -0.002471 | -0.002219 | -0.001849 | -0.001446 | -0.001114 | -0.000878 | -0.000627 | -0.000545 | -0.000379 | -0.000262 | -0.000152 | -0.000138 | -4.7e-05 | 0 | 9e-05 | 0.00011 | 0.000116 | 9.6e-05 | 0.00012 | 0.000145 | 0.000216 | 0.000128 | 0.000146 | 0.000162 | 0.00013 | 0.000151
-0.003779 | -0.004086 | -0.004195 | -0.004024 | -0.003829 | -0.003581 | -0.003404 | -0.003213 | -0.003007 | -0.002676 | -0.002398 | -0.002029 | -0.001618 | -0.00126 | -0.001007 | -0.000777 | -0.000622 | -0.000431 | -0.000315 | -0.000227 | -0.000189 | -6.7e-05 | 0 | 7.9e-05 | 0.000116 | 8.9e-05 | 8.1e-05 | 0.000127 | 0.000144 | 0.000219 | 0.000171 | 0.000194 | 0.00022 | 0.000177 | 0.000168
-0.004092 | -0.004284 | -0.004335 | -0.004123 | -0.003894 | -0.003605 | -0.003416 | -0.003212 | -0.003014 | -0.002776 | -0.002534 | -0.002127 | -0.00171 | -0.001335 | -0.00105 | -0.000815 | -0.000696 | -0.000492 | -0.000347 | -0.00023 | -0.000167 | -4.4e-05 | 0 | 0.000114 | 0.000194 | 0.000211 | 0.000212 | 0.000257 | 0.000219 | 0.000247 | 0.000213 | 0.000242 | 0.000279 | 0.00021 | 0.000215
-0.004324 | -0.004519 | -0.004554 | -0.004313 | -0.004076 | -0.003792 | -0.003598 | -0.003363 | -0.003184 | -0.002946 | -0.002642 | -0.002237 | -0.001836 | -0.001434 | -0.001177 | -0.000905 | -0.000742 | -0.000532 | -0.000381 | -0.000226 | -0.000177 | -8.3e-05 | 0 | 0.000109 | 0.000184 | 0.000156 | 0.000142 | 0.00016 | 0.000184 | 0.000257 | 0.000218 | 0.000226 | 0.000256 | 0.000208 | 0.000209
-0.004552 | -0.004776 | -0.004731 | -0.004487 | -0.004259 | -0.003974 | -0.003799 | -0.003675 | -0.003424 | -0.003073 | -0.002762 | -0.002359 | -0.001922 | -0.001512 | -0.001244 | -0.000922 | -0.000748 | -0.000549 | -0.000369 | -0.000216 | -0.000174 | -7.7e-05 | 0 | 8.6e-05 | 0.000176 | 0.00022 | 0.000209 | 0.000231 | 0.0002 | 0.000297 | 0.000256 | 0.000303 | 0.000293 | 0.000198 | 0.000214
-0.004756 | -0.00494 | -0.00492 | -0.004756 | -0.00453 | -0.00423 | -0.004028 | -0.003772 | -0.003527 | -0.003175 | -0.002862 | -0.00244 | -0.001984 | -0.001581 | -0.001273 | -0.00098 | -0.00079 | -0.000637 | -0.00045 | -0.000255 | -0.000222 | -8.6e-05 | 0 | 8.3e-05 | 0.000198 | 0.000207 | 0.000197 | 0.000212 | 0.00021 | 0.000252 | 0.000201 | 0.000241 | 0.000221 | 0.00015 | 0.000152
-0.005234 | -0.005421 | -0.005383 | -0.005085 | -0.004824 | -0.004505 | -0.004303 | -0.00405 | -0.003804 | -0.00343 | -0.003104 | -0.002694 | -0.002221 | -0.001822 | -0.001485 | -0.001179 | -0.000968 | -0.000702 | -0.000527 | -0.000368 | -0.000275 | -0.000129 | 0 | 8.3e-05 | 0.000201 | 0.000231 | 0.000218 | 0.000216 | 0.000217 | 0.000263 | 0.000206 | 0.000252 | 0.000258 | 0.000149 | 0.000158
-0.005622 | -0.005736 | -0.005619 | -0.005306 | -0.005027 | -0.004684 | -0.004483 | -0.004237 | -0.003964 | -0.003543 | -0.00316 | -0.002708 | -0.002198 | -0.001777 | -0.00143 | -0.001081 | -0.000859 | -0.000633 | -0.000401 | -0.000245 | -0.000199 | -8.3e-05 | 0 | 0.000115 | 0.000196 | 0.000187 | 0.000166 | 0.000145 | 0.000131 | 0.000159 | 0.000122 | 0.000169 | 0.000141 | 2.9e-05 | 5e-05
-0.005689 | -0.005682 | -0.005476 | -0.005156 | -0.00484 | -0.004513 | -0.004334 | -0.004086 | -0.003825 | -0.003421 | -0.003099 | -0.002674 | -0.002181 | -0.001779 | -0.001452 | -0.001102 | -0.000891 | -0.000644 | -0.000458 | -0.000271 | -0.000233 | -7.3e-05 | 0 | 0.000116 | 0.000224 | 0.000244 | 0.000206 | 0.000197 | 0.000153 | 0.000188 | 0.000146 | 0.000176 | 0.000156 | 5.8e-05 | 6.3e-05
-0.005748 | -0.005796 | -0.005638 | -0.005332 | -0.005033 | -0.004709 | -0.004475 | -0.004208 | -0.003934 | -0.003536 | -0.003159 | -0.002696 | -0.002214 | -0.001794 | -0.001486 | -0.001131 | -0.000881 | -0.000697 | -0.00045 | -0.00032 | -0.00021 | -8.9e-05 | 0 | 0.000117 | 0.000204 | 0.000227 | 0.000185 | 0.000156 | 0.000107 | 0.000131 | 9.2e-05 | 0.000116 | 0.000103 | 1e-06 | -1.6e-05
-0.006 | -0.006011 | -0.005793 | -0.005448 | -0.005158 | -0.004813 | -0.004568 | -0.00436 | -0.004056 | -0.00364 | -0.003283 | -0.002835 | -0.002322 | -0.001898 | -0.001547 | -0.001192 | -0.000944 | -0.000668 | -0.000478 | -0.000303 | -0.000249 | -0.0001 | 0 | 0.000123 | 0.000238 | 0.000241 | 0.000201 | 0.000196 | 0.000186 | 0.000178 | 0.000116 | 0.000161 | 0.000133 | 2.2e-05 | 3e-06
-0.006139 | -0.006107 | -0.005886 | -0.005531 | -0.005224 | -0.004864 | -0.004642 | -0.004412 | -0.004113 | -0.003673 | -0.003303 | -0.002822 | -0.002289 | -0.001856 | -0.00152 | -0.001164 | -0.000918 | -0.000676 | -0.000432 | -0.000287 | -0.000217 | -9.8e-05 | 0 | 0.000112 | 0.000232 | 0.000264 | 0.000192 | 0.000181 | 0.000103 | 0.000152 | 0.000114 | 0.000119 | 0.000106 | 5e-06 | -3.4e-05
-0.00654 | -0.006436 | -0.006137 | -0.005786 | -0.005432 | -0.00505 | -0.004813 | -0.004572 | -0.00424 | -0.003802 | -0.003433 | -0.002916 | -0.002391 | -0.001933 | -0.001605 | -0.001235 | -0.000973 | -0.000714 | -0.000472 | -0.000335 | -0.000237 | -0.000106 | 0 | 0.000126 | 0.000231 | 0.000274 | 0.000217 | 0.000194 | 0.000166 | 0.000132 | 0.000134 | 0.000103 | 8.1e-05 | -5e-06 | -6.1e-05
-0.006532 | -0.006426 | -0.006148 | -0.005773 | -0.005412 | -0.005048 | -0.004811 | -0.004535 | -0.004242 | -0.00378 | -0.003431 | -0.002924 | -0.002402 | -0.001952 | -0.00159 | -0.001251 | -0.000944 | -0.000727 | -0.000511 | -0.000312 | -0.000195 | -7.8e-05 | 0 | 0.000131 | 0.00026 | 0.00033 | 0.000283 | 0.00028 | 0.000231 | 0.000242 | 0.000183 | 0.000173 | 0.000159 | 9.9e-05 | 3.8e-05
-0.006729 | -0.006536 | -0.00621 | -0.005801 | -0.005458 | -0.00507 | -0.004834 | -0.004548 | -0.004237 | -0.003783 | -0.003399 | -0.002916 | -0.002372 | -0.00193 | -0.001573 | -0.001224 | -0.00094 | -0.000704 | -0.000474 | -0.000313 | -0.000191 | -9.1e-05 | 0 | 0.00016 | 0.000258 | 0.000312 | 0.000268 | 0.000274 | 0.000232 | 0.000214 | 0.000202 | 0.000173 | 0.000167 | 9.4e-05 | 2.3e-05
-0.006744 | -0.006572 | -0.006225 | -0.005858 | -0.005471 | -0.005048 | -0.004809 | -0.004556 | -0.004252 | -0.003792 | -0.00341 | -0.002939 | -0.002393 | -0.001921 | -0.001579 | -0.001204 | -0.000945 | -0.000723 | -0.000485 | -0.000326 | -0.000236 | -9.1e-05 | 0 | 0.000121 | 0.000256 | 0.000325 | 0.000314 | 0.000276 | 0.000242 | 0.000265 | 0.000229 | 0.000202 | 0.000186 | 0.000105 | 4.3e-05
-0.006896 | -0.006684 | -0.006354 | -0.005929 | -0.005577 | -0.005166 | -0.004904 | -0.004642 | -0.004336 | -0.003874 | -0.003498 | -0.002984 | -0.002452 | -0.002004 | -0.001634 | -0.001291 | -0.000967 | -0.00073 | -0.000527 | -0.000374 | -0.00025 | -9.2e-05 | 0 | 0.000164 | 0.000293 | 0.000387 | 0.000339 | 0.000373 | 0.000296 | 0.000303 | 0.000268 | 0.000212 | 0.000227 | 0.000147 | 7.3e-05
-0.006965 | -0.006684 | -0.006301 | -0.005878 | -0.005534 | -0.005146 | -0.004892 | -0.004623 | -0.004301 | -0.003835 | -0.003417 | -0.002947 | -0.002397 | -0.001944 | -0.001604 | -0.001228 | -0.000949 | -0.000709 | -0.000527 | -0.000338 | -0.000226 | -6.6e-05 | 0 | 0.000148 | 0.000245 | 0.000316 | 0.000264 | 0.000314 | 0.000253 | 0.000258 | 0.000232 | 0.00016 | 0.000152 | 8.5e-05 | 2e-06
-0.007157 | -0.006888 | -0.006472 | -0.005995 | -0.005623 | -0.005202 | -0.004975 | -0.004701 | -0.00438 | -0.003892 | -0.003502 | -0.002995 | -0.002427 | -0.00199 | -0.001629 | -0.001264 | -0.000969 | -0.000691 | -0.000492 | -0.00035 | -0.000247 | -0.000124 | 0 | 7.6e-05 | 0.000237 | 0.000334 | 0.000293 | 0.000308 | 0.000263 | 0.000261 | 0.000228 | 0.000181 | 0.000162 | 0.000133 | 3e-06
-0.007084 | -0.006819 | -0.006402 | -0.005975 | -0.005594 | -0.00517 | -0.004964 | -0.004705 | -0.004354 | -0.00387 | -0.003464 | -0.002981 | -0.002417 | -0.001964 | -0.001606 | -0.001243 | -0.000907 | -0.00069 | -0.000495 | -0.000295 | -0.000166 | -4.7e-05 | 0 | 0.0002 | 0.000312 | 0.000394 | 0.000347 | 0.000407 | 0.000353 | 0.000364 | 0.000345 | 0.000269 | 0.000244 | 0.000218 | 6.5e-05
-0.006984 | -0.006654 | -0.006227 | -0.005785 | -0.005417 | -0.005067 | -0.004844 | -0.004484 | -0.004231 | -0.003734 | -0.003328 | -0.002839 | -0.002319 | -0.001875 | -0.00154 | -0.001165 | -0.000913 | -0.000653 | -0.000434 | -0.000295 | -0.000173 | -7.8e-05 | 0 | 0.000204 | 0.000345 | 0.000376 | 0.000309 | 0.000401 | 0.000398 | 0.000355 | 0.000372 | 0.000246 | 0.000236 | 0.000195 | 2.2e-05
-0.007282 | -0.006931 | -0.006445 | -0.006025 | -0.005598 | -0.005191 | -0.004943 | -0.004685 | -0.004347 | -0.003846 | -0.003434 | -0.002942 | -0.002394 | -0.001948 | -0.001645 | -0.001262 | -0.000945 | -0.000696 | -0.000474 | -0.000342 | -0.000217 | -8.4e-05 | 0 | 0.000143 | 0.000206 | 0.000353 | 0.000354 | 0.000372 | 0.00032 | 0.000372 | 0.000303 | 0.000158 | 0.000191 | 0.000202 | -3e-06
-0.007361 | -0.006986 | -0.006527 | -0.006072 | -0.005696 | -0.005322 | -0.00507 | -0.004793 | -0.004441 | -0.003932 | -0.003553 | -0.003045 | -0.002491 | -0.002024 | -0.001699 | -0.00134 | -0.001027 | -0.000708 | -0.000501 | -0.000394 | -0.000221 | -6.8e-05 | 0 | 0.000199 | 0.000329 | 0.000417 | 0.000407 | 0.000511 | 0.000425 | 0.000419 | 0.000442 | 0.000247 | 0.00031 | 0.000281 | 5.5e-05
-0.007557 | -0.007074 | -0.006568 | -0.006148 | -0.005752 | -0.005337 | -0.005098 | -0.004819 | -0.004478 | -0.004012 | -0.003624 | -0.003125 | -0.002565 | -0.002123 | -0.001794 | -0.001393 | -0.001074 | -0.000734 | -0.000513 | -0.00036 | -0.000256 | -0.000121 | 0 | 0.000222 | 0.000356 | 0.000439 | 0.00044 | 0.000537 | 0.00049 | 0.000527 | 0.000443 | 0.000231 | 0.000332 | 0.00029 | 7.9e-05
-0.00791 | -0.007432 | -0.006851 | -0.006376 | -0.005932 | -0.005463 | -0.005228 | -0.004985 | -0.004619 | -0.004119 | -0.00372 | -0.003208 | -0.002647 | -0.002187 | -0.001847 | -0.001461 | -0.001065 | -0.00075 | -0.000515 | -0.000387 | -0.000244 | -6.6e-05 | 0 | 0.000232 | 0.00037 | 0.000496 | 0.000535 | 0.000582 | 0.000559 | 0.00061 | 0.000535 | 0.000328 | 0.000445 | 0.000376 | 0.000149
-0.008184 | -0.007666 | -0.007075 | -0.006611 | -0.006168 | -0.005706 | -0.005521 | -0.005198 | -0.004872 | -0.004304 | -0.003934 | -0.003374 | -0.002803 | -0.002315 | -0.001961 | -0.001549 | -0.001134 | -0.000824 | -0.000545 | -0.000384 | -0.000242 | -0.000108 | 0 | 0.000212 | 0.000398 | 0.000532 | 0.000586 | 0.00072 | 0.000609 | 0.000655 | 0.000573 | 0.000325 | 0.000422 | 0.000374 | 0.000133
-0.00812 | -0.007566 | -0.006993 | -0.006512 | -0.006115 | -0.005663 | -0.005464 | -0.00514 | -0.004799 | -0.004314 | -0.003898 | -0.003437 | -0.002862 | -0.002353 | -0.002015 | -0.001565 | -0.001221 | -0.00082 | -0.000651 | -0.000409 | -0.000264 | -9.6e-05 | 0 | 0.000243 | 0.000361 | 0.000541 | 0.000565 | 0.000637 | 0.000617 | 0.000625 | 0.0005 | 0.000264 | 0.000352 | 0.000333 | 0.000103
-0.008505 | -0.007894 | -0.007257 | -0.006735 | -0.006336 | -0.005842 | -0.005602 | -0.005341 | -0.005002 | -0.004468 | -0.004122 | -0.003532 | -0.0029 | -0.00249 | -0.002116 | -0.001654 | -0.001253 | -0.0009 | -0.000631 | -0.000396 | -0.000362 | -0.000119 | 0 | 0.000235 | 0.000386 | 0.000517 | 0.000569 | 0.000669 | 0.000576 | 0.000671 | 0.000518 | 0.000279 | 0.000382 | 0.000363 | 7.9e-05
-0.008379 | -0.007828 | -0.007211 | -0.006757 | -0.006339 | -0.005861 | -0.005729 | -0.005436 | -0.005042 | -0.004507 | -0.004135 | -0.003544 | -0.002972 | -0.002525 | -0.002117 | -0.001674 | -0.001224 | -0.000868 | -0.000675 | -0.000403 | -0.000276 | -9.3e-05 | 0 | 0.000195 | 0.000373 | 0.000528 | 0.000561 | 0.000633 | 0.00058 | 0.000633 | 0.000451 | 0.000213 | 0.000381 | 0.000262 | 1e-06
-0.008137 | -0.00752 | -0.006953 | -0.006454 | -0.00609 | -0.005566 | -0.005392 | -0.005076 | -0.004739 | -0.004221 | -0.00382 | -0.003382 | -0.00275 | -0.002312 | -0.001988 | -0.001489 | -0.001211 | -0.000785 | -0.00061 | -0.000322 | -0.00031 | -9.2e-05 | 0 | 0.000185 | 0.000352 | 0.000443 | 0.000529 | 0.000575 | 0.000469 | 0.000521 | 0.000337 | 0.000151 | 0.000183 | 0.00013 | -0.000118
-0.008412 | -0.007791 | -0.007144 | -0.006607 | -0.006245 | -0.005732 | -0.005613 | -0.005299 | -0.004959 | -0.004403 | -0.004009 | -0.003436 | -0.002831 | -0.002389 | -0.002034 | -0.001557 | -0.001227 | -0.000821 | -0.000598 | -0.00031 | -0.000235 | -1.1e-05 | 0 | 0.000264 | 0.000427 | 0.000397 | 0.000552 | 0.000563 | 0.000523 | 0.000567 | 0.00037 | 0.00012 | 0.00017 | 0.000215 | -7.4e-05
-0.00835 | -0.007721 | -0.007116 | -0.006577 | -0.006211 | -0.005766 | -0.005504 | -0.005163 | -0.004888 | -0.004323 | -0.003893 | -0.003327 | -0.002774 | -0.002292 | -0.001985 | -0.001548 | -0.001205 | -0.000754 | -0.000489 | -0.000315 | -0.000314 | -6e-05 | 0 | 0.000185 | 0.000336 | 0.000321 | 0.000407 | 0.000442 | 0.00038 | 0.000439 | 0.000149 | -7.7e-05 | 0.000103 | -8.4e-05 | -0.00019
-0.007997 | -0.007361 | -0.006738 | -0.006286 | -0.005863 | -0.005375 | -0.005231 | -0.004937 | -0.004638 | -0.00409 | -0.003697 | -0.003177 | -0.002609 | -0.002227 | -0.001865 | -0.001428 | -0.001054 | -0.000761 | -0.000554 | -0.000201 | -0.000346 | -8.2e-05 | 0 | 0.000155 | 0.000348 | 0.000246 | 0.000279 | 0.000334 | 0.000329 | 0.000358 | -2e-06 | -0.000164 | -6.5e-05 | -9.4e-05 | -0.000286
-0.008302 | -0.007593 | -0.00698 | -0.006452 | -0.006007 | -0.005515 | -0.005267 | -0.005042 | -0.004715 | -0.004152 | -0.003787 | -0.003209 | -0.002697 | -0.002191 | -0.00198 | -0.001498 | -0.001122 | -0.00073 | -0.000511 | -0.00029 | -0.000327 | -7.8e-05 | 0 | 0.000111 | 0.000273 | 0.000188 | 0.000234 | 0.000298 | 0.000255 | 0.000341 | -6e-06 | -9.3e-05 | -8.4e-05 | -0.00011 | -0.000275
-0.012792 | -0.011006 | -0.009858 | -0.009073 | -0.008554 | -0.007877 | -0.007587 | -0.007177 | -0.006608 | -0.006063 | -0.005349 | -0.004592 | -0.003726 | -0.003241 | -0.002598 | -0.002119 | -0.001503 | -0.000799 | -0.000481 | -0.000445 | -0.000408 | 9.3e-05 | 0 | 0.000181 | 0.000481 | 0.000338 | 0.000435 | 0.000551 | 0.000304 | 0.000441 | -0.000136 | -0.000173 | -0.000214 | -0.000477 | -0.000521