## Moorings
Ref Des | Serial Number | Deployment Number | Anchor Launch Date | Anchor Launch Time | Recover Date | Latitude | Longitude | Water Depth | Cruise Number | Notes | decimal latitude | decimal longitude
CE01ISSM | CE01ISSM-00003 | 3 | 2015-06-03 | 17:22 | 2015-10-07 | 44° 39' 30.24" N | 124° 5' 43.37" E | 25m | PS1506A |  | 44.6584 | -124.0954

## Asset_Cal_Info
Ref Des | Mooring Serial Number | Deployment Number | Sensor Serial Number | Calibration Cofficient Name | Calibration Cofficient Value | Notes
[6 empty] | config sheet: "Not 'Plan B' deployment" NOT INSTALLED | CE01ISSM-SBD17-03-CTDBPC000 | CE01ISSM-00003 | 3 | Not Installed | CC_lat
[7 empty] | CE01ISSM-SBD17-03-CTDBPC000 | CE01ISSM-00003 | 3 | Not Installed | CC_lon
[7 empty] | CE01ISSM-SBD17-03-CTDBPC000 | CE01ISSM-00003 | 3 | Not Installed | CC_a0
[7 empty] | CE01ISSM-SBD17-03-CTDBPC000 | CE01ISSM-00003 | 3 | Not Installed | CC_a1
[7 empty] | CE01ISSM-SBD17-03-CTDBPC000 | CE01ISSM-00003 | 3 | Not Installed | CC_a2
[7 empty] | CE01ISSM-SBD17-03-CTDBPC000 | CE01ISSM-00003 | 3 | Not Installed | CC_a3
[7 empty] | CE01ISSM-SBD17-03-CTDBPC000 | CE01ISSM-00003 | 3 | Not Installed | CC_ptempa0
[7 empty] | CE01ISSM-SBD17-03-CTDBPC000 | CE01ISSM-00003 | 3 | Not Installed | CC_ptempa1
[7 empty] | CE01ISSM-SBD17-03-CTDBPC000 | CE01ISSM-00003 | 3 | Not Installed | CC_ptempa2
[7 empty] | CE01ISSM-SBD17-03-CTDBPC000 | CE01ISSM-00003 | 3 | Not Installed | CC_ptca0
[7 empty] | CE01ISSM-SBD17-03-CTDBPC000 | CE01ISSM-00003 | 3 | Not Installed | CC_ptca1
[7 empty] | CE01ISSM-SBD17-03-CTDBPC000 | CE01ISSM-00003 | 3 | Not Installed | CC_ptca2
[7 empty] | CE01ISSM-SBD17-03-CTDBPC000 | CE01ISSM-00003 | 3 | Not Installed | CC_ptcb0
[7 empty] | CE01ISSM-SBD17-03-CTDBPC000 | CE01ISSM-00003 | 3 | Not Installed | CC_ptcb1
[7 empty] | CE01ISSM-SBD17-03-CTDBPC000 | CE01ISSM-00003 | 3 | Not Installed | CC_ptcb2
[7 empty] | CE01ISSM-SBD17-03-CTDBPC000 | CE01ISSM-00003 | 3 | Not Installed | CC_pa0
[7 empty] | CE01ISSM-SBD17-03-CTDBPC000 | CE01ISSM-00003 | 3 | Not Installed | CC_pa1
[7 empty] | CE01ISSM-SBD17-03-CTDBPC000 | CE01ISSM-00003 | 3 | Not Installed | CC_pa2
[7 empty] | CE01ISSM-SBD17-03-CTDBPC000 | CE01ISSM-00003 | 3 | Not Installed | CC_g
[7 empty] | CE01ISSM-SBD17-03-CTDBPC000 | CE01ISSM-00003 | 3 | Not Installed | CC_h
[7 empty] | CE01ISSM-SBD17-03-CTDBPC000 | CE01ISSM-00003 | 3 | Not Installed | CC_i
[7 empty] | CE01ISSM-SBD17-03-CTDBPC000 | CE01ISSM-00003 | 3 | Not Installed | CC_j
[7 empty] | CE01ISSM-SBD17-03-CTDBPC000 | CE01ISSM-00003 | 3 | Not Installed | CC_cpcor
[7 empty] | CE01ISSM-SBD17-03-CTDBPC000 | CE01ISSM-00003 | 3 | Not Installed | CC_ctcor
[6 empty] | config sheet: "Not 'Plan B' deployment" NOT INSTALLED | CE01ISSM-SBD17-02-FLORTD000 | CE01ISSM-00003 | 3 | Not Installed | CC_dark_counts_volume_scatter
[7 empty] | CE01ISSM-SBD17-02-FLORTD000 | CE01ISSM-00003 | 3 | Not Installed | CC_scale_factor_volume_scatter
[7 empty] | CE01ISSM-SBD17-02-FLORTD000 | CE01ISSM-00003 | 3 | Not Installed | CC_dark_counts_chlorophyll_a
[7 empty] | CE01ISSM-SBD17-02-FLORTD000 | CE01ISSM-00003 | 3 | Not Installed | CC_scale_factor_chlorophyll_a
[7 empty] | CE01ISSM-SBD17-02-FLORTD000 | CE01ISSM-00003 | 3 | Not Installed | CC_dark_counts_cdom
[7 empty] | CE01ISSM-SBD17-02-FLORTD000 | CE01ISSM-00003 | 3 | Not Installed | CC_scale_factor_cdom
[6 empty] | Constant; updated value | CE01ISSM-SBD17-02-FLORTD000 | CE01ISSM-00003 | 3 | Not Installed | CC_scattering_angle
[6 empty] | Constant | CE01ISSM-SBD17-02-FLORTD000 | CE01ISSM-00003 | 3 | Not Installed | CC_measurement_wavelength
[6 empty] | Constant; updated value | CE01ISSM-SBD17-02-FLORTD000 | CE01ISSM-00003 | 3 | Not Installed | CC_angular_resolution
[6 empty] | Constant | CE01ISSM-SBD17-02-FLORTD000 | CE01ISSM-00003 | 3 | Not Installed | CC_depolarization_ratio
CE01ISSM-SBD17-01-MOPAK0000 | CE01ISSM-00003 | 3 | CE01ISSM-00003-MOPAK |  |  | No Calibration Coefficient, bogus Serial Number
CE01ISSM-SBD17-04-VELPTA000 | CE01ISSM-00003 | 3 | 11823 | CC_lat | 44.6584
CE01ISSM-SBD17-04-VELPTA000 | CE01ISSM-00003 | 3 | 11823 | CC_lon | -124.0954
CE01ISSM-RID16-03-CTDBPC000 | CE01ISSM-00003 | 3 | 16-7240 | CC_lat | 44.6584
CE01ISSM-RID16-03-CTDBPC000 | CE01ISSM-00003 | 3 | 16-7240 | CC_lon | -124.0954
CE01ISSM-RID16-03-CTDBPC000 | CE01ISSM-00003 | 3 | 16-7240 | CC_a0 | 0.0012363
CE01ISSM-RID16-03-CTDBPC000 | CE01ISSM-00003 | 3 | 16-7240 | CC_a1 | 0.00027762
CE01ISSM-RID16-03-CTDBPC000 | CE01ISSM-00003 | 3 | 16-7240 | CC_a2 | -1.2517e-06
CE01ISSM-RID16-03-CTDBPC000 | CE01ISSM-00003 | 3 | 16-7240 | CC_a3 | 1.886e-07
CE01ISSM-RID16-03-CTDBPC000 | CE01ISSM-00003 | 3 | 16-7240 | CC_ptempa0 | -64.0418
CE01ISSM-RID16-03-CTDBPC000 | CE01ISSM-00003 | 3 | 16-7240 | CC_ptempa1 | 53.7638
CE01ISSM-RID16-03-CTDBPC000 | CE01ISSM-00003 | 3 | 16-7240 | CC_ptempa2 | -0.54871
CE01ISSM-RID16-03-CTDBPC000 | CE01ISSM-00003 | 3 | 16-7240 | CC_ptca0 | 525624.446
CE01ISSM-RID16-03-CTDBPC000 | CE01ISSM-00003 | 3 | 16-7240 | CC_ptca1 | 5.4977
CE01ISSM-RID16-03-CTDBPC000 | CE01ISSM-00003 | 3 | 16-7240 | CC_ptca2 | 0.088391
CE01ISSM-RID16-03-CTDBPC000 | CE01ISSM-00003 | 3 | 16-7240 | CC_ptcb0 | 24.8569
CE01ISSM-RID16-03-CTDBPC000 | CE01ISSM-00003 | 3 | 16-7240 | CC_ptcb1 | -0.000625
CE01ISSM-RID16-03-CTDBPC000 | CE01ISSM-00003 | 3 | 16-7240 | CC_ptcb2 | 0
CE01ISSM-RID16-03-CTDBPC000 | CE01ISSM-00003 | 3 | 16-7240 | CC_pa0 | 0.087328
CE01ISSM-RID16-03-CTDBPC000 | CE01ISSM-00003 | 3 | 16-7240 | CC_pa1 | 0.00049403
CE01ISSM-RID16-03-CTDBPC000 | CE01ISSM-00003 | 3 | 16-7240 | CC_pa2 | -9.6225e-12
CE01ISSM-RID16-03-CTDBPC000 | CE01ISSM-00003 | 3 | 16-7240 | CC_g | -0.98596
CE01ISSM-RID16-03-CTDBPC000 | CE01ISSM-00003 | 3 | 16-7240 | CC_h | 0.15596
CE01ISSM-RID16-03-CTDBPC000 | CE01ISSM-00003 | 3 | 16-7240 | CC_i | -0.0003428
CE01ISSM-RID16-03-CTDBPC000 | CE01ISSM-00003 | 3 | 16-7240 | CC_j | 5.3124e-05
CE01ISSM-RID16-03-CTDBPC000 | CE01ISSM-00003 | 3 | 16-7240 | CC_cpcor | -9.57e-08
CE01ISSM-RID16-03-CTDBPC000 | CE01ISSM-00003 | 3 | 16-7240 | CC_ctcor | 3.25e-06
CE01ISSM-RID16-03-DOSTAD000 | CE01ISSM-00003 | 3 | 136 | CC_lat | 44.6584
CE01ISSM-RID16-03-DOSTAD000 | CE01ISSM-00003 | 3 | 136 | CC_lon | -124.0954
CE01ISSM-RID16-03-DOSTAD000 | CE01ISSM-00003 | 3 | 136 | CC_csv | [2.71068E-03, 1.12255E-04, 2.26976E-06, 2.33669E02, -3.11106E-01, -5.45185E01, 4.53845E00]
CE01ISSM-RID16-03-DOSTAD000 | CE01ISSM-00003 | 3 | 136 | CC_conc_coef | [[-1.29202, 1.04697]] | 2D vector required by DPA
CE01ISSM-RID16-02-FLORTD000 | CE01ISSM-00003 | 3 | 995 | CC_dark_counts_volume_scatter | 50
CE01ISSM-RID16-02-FLORTD000 | CE01ISSM-00003 | 3 | 995 | CC_scale_factor_volume_scatter | 1.794e-06
CE01ISSM-RID16-02-FLORTD000 | CE01ISSM-00003 | 3 | 995 | CC_dark_counts_chlorophyll_a | 48
CE01ISSM-RID16-02-FLORTD000 | CE01ISSM-00003 | 3 | 995 | CC_scale_factor_chlorophyll_a | 0.0117
CE01ISSM-RID16-02-FLORTD000 | CE01ISSM-00003 | 3 | 995 | CC_dark_counts_cdom | 44
CE01ISSM-RID16-02-FLORTD000 | CE01ISSM-00003 | 3 | 995 | CC_scale_factor_cdom | 0.0857
CE01ISSM-RID16-02-FLORTD000 | CE01ISSM-00003 | 3 | 995 | CC_scattering_angle | 124 | Constant; updated value
CE01ISSM-RID16-02-FLORTD000 | CE01ISSM-00003 | 3 | 995 | CC_measurement_wavelength | 700 | Constant
CE01ISSM-RID16-02-FLORTD000 | CE01ISSM-00003 | 3 | 995 | CC_angular_resolution | 1.076 | CHI FACTOR. Constant; updated value
CE01ISSM-RID16-02-FLORTD000 | CE01ISSM-00003 | 3 | 995 | CC_depolarization_ratio | 0.039 | Constant
CE01ISSM-RID16-07-NUTNRB000 | CE01ISSM-00003 | 3 | 264 | CC_lower_wavelength_limit_for_spectra_fit | 217 | Constant
CE01ISSM-RID16-07-NUTNRB000 | CE01ISSM-00003 | 3 | 264 | CC_upper_wavelength_limit_for_spectra_fit | 240 | Constant
CE01ISSM-RID16-07-NUTNRB000 | CE01ISSM-00003 | 3 | 264 | CC_cal_temp | 20.07
CE01ISSM-RID16-07-NUTNRB000 | CE01ISSM-00003 | 3 | 264 | CC_wl | [190.60, 191.39, 192.19, 192.98, 193.78, 194.58, 195.37, 196.17, 196.97, 197.77, 198.56, 199.36, 200.16, 200.96, 201.76, 202.56, 203.36, 204.16, 204.96, 205.76, 206.56, 207.36, 208.16, 208.96, 209.76, 210.56, 211.36, 212.17, 212.97, 213.77, 214.57, 215.38, 216.18, 216.98, 217.79, 218.59, 219.39, 220.20, 221.00, 221.81, 222.61, 223.42, 224.22, 225.03, 225.83, 226.64, 227.45, 228.25, 229.06, 229.87, 230.67, 231.48, 232.29, 233.10, 233.90, 234.71, 235.52, 236.33, 237.14, 237.94, 238.75, 239.56, 240.37, 241.18, 241.99, 242.80, 243.61, 244.42, 245.23, 246.04, 246.85, 247.66, 248.47, 249.28, 250.09, 250.91, 251.72, 252.53, 253.34, 254.15, 254.96, 255.78, 256.59, 257.40, 258.21, 259.02, 259.84, 260.65, 261.46, 262.28, 263.09, 263.90, 264.72, 265.53, 266.34, 267.16, 267.97, 268.78, 269.60, 270.41, 271.23, 272.04, 272.86, 273.67, 274.48, 275.30, 276.11, 276.93, 277.74, 278.56, 279.37, 280.19, 281.00, 281.82, 282.63, 283.45, 284.27, 285.08, 285.90, 286.71, 287.53, 288.34, 289.16, 289.98, 290.79, 291.61, 292.42, 293.24, 294.06, 294.87, 295.69, 296.51, 297.32, 298.14, 298.95, 299.77, 300.59, 301.40, 302.22, 303.04, 303.85, 304.67, 305.49, 306.30, 307.12, 307.94, 308.75, 309.57, 310.39, 311.20, 312.02, 312.84, 313.65, 314.47, 315.29, 316.10, 316.92, 317.74, 318.55, 319.37, 320.19, 321.00, 321.82, 322.64, 323.45, 324.27, 325.09, 325.90, 326.72, 327.54, 328.35, 329.17, 329.98, 330.80, 331.62, 332.43, 333.25, 334.07, 334.88, 335.70, 336.51, 337.33, 338.15, 338.96, 339.78, 340.59, 341.41, 342.22, 343.04, 343.85, 344.67, 345.48, 346.30, 347.11, 347.93, 348.74, 349.56, 350.37, 351.19, 352.00, 352.82, 353.63, 354.45, 355.26, 356.07, 356.89, 357.70, 358.52, 359.33, 360.14, 360.96, 361.77, 362.58, 363.40, 364.21, 365.02, 365.84, 366.65, 367.46, 368.27, 369.08, 369.90, 370.71, 371.52, 372.33, 373.14, 373.96, 374.77, 375.58, 376.39, 377.20, 378.01, 378.82, 379.63, 380.44, 381.25, 382.06, 382.87, 383.68, 384.49, 385.30, 386.11, 386.92, 387.73, 388.53, 389.34, 390.15, 390.96, 391.77, 392.58, 393.38, 394.19, 395.00, 395.80, 396.61, 397.42]
CE01ISSM-RID16-07-NUTNRB000 | CE01ISSM-00003 | 3 | 264 | CC_eno3 | [0.00113817, -0.00304615, 0.00012428, -0.00448462, 0.00112110, 0.00254392, -0.01874094, -0.00775462, 0.00227700, -0.00080990, -0.00021991, 0.00164893, 0.00304443, 0.00106790, 0.00086089, -0.00159284, 0.00352731, 0.00233753, 0.00094803, 0.00186856, 0.00297430, 0.00307558, 0.00495346, 0.00545013, 0.00630044, 0.00669811, 0.00647094, 0.00636831, 0.00610838, 0.00580036, 0.00552267, 0.00521556, 0.00483876, 0.00451058, 0.00416194, 0.00383130, 0.00349792, 0.00318574, 0.00287691, 0.00259842, 0.00230940, 0.00206157, 0.00183671, 0.00162269, 0.00142659, 0.00125093, 0.00108686, 0.00093950, 0.00080944, 0.00068621, 0.00058536, 0.00048477, 0.00040715, 0.00033994, 0.00027397, 0.00022321, 0.00017917, 0.00013898, 0.00010470, 0.00007852, 0.00004974, 0.00004076, 0.00002641, 0.00001876, 0.00001037, 0.00000472, -0.00000676, -0.00000846, 0.00000749, -0.00001419, -0.00001070, -0.00000896, -0.00001125, -0.00000988, -0.00000605, -0.00001599, -0.00000374, -0.00000866, -0.00000984, -0.00000002, -0.00000522, -0.00000194, 0.00000788, 0.00000599, 0.00000937, 0.00001786, 0.00001282, 0.00001644, 0.00002238, 0.00001194, 0.00001818, 0.00003470, 0.00001075, 0.00003905, 0.00003219, 0.00003055, 0.00003571, 0.00001867, 0.00002369, 0.00004359, 0.00003181, 0.00005331, 0.00005874, 0.00006222, 0.00006609, 0.00007285, 0.00007213, 0.00007946, 0.00008428, 0.00008086, 0.00009167, 0.00008253, 0.00009370, 0.00009458, 0.00011360, 0.00009961, 0.00012063, 0.00012178, 0.00012032, 0.00014125, 0.00012684, 0.00013867, 0.00014672, 0.00013969, 0.00014719, 0.00015381, 0.00013944, 0.00015009, 0.00014742, 0.00014891, 0.00015204, 0.00014964, 0.00015599, 0.00017065, 0.00017090, 0.00017719, 0.00018560, 0.00019549, 0.00019078, 0.00019888, 0.00019953, 0.00020121, 0.00020851, 0.00020611, 0.00020930, 0.00021440, 0.00020470, 0.00021778, 0.00021317, 0.00021507, 0.00022718, 0.00022125, 0.00022240, 0.00023420, 0.00023835, 0.00023998, 0.00024296, 0.00024352, 0.00024575, 0.00025383, 0.00025040, 0.00026618, 0.00026792, 0.00025410, 0.00026706, 0.00027513, 0.00027001, 0.00028074, 0.00027019, 0.00027672, 0.00028454, 0.00026657, 0.00027585, 0.00028503, 0.00028222, 0.00030343, 0.00031123, 0.00030002, 0.00033049, 0.00032525, 0.00030729, 0.00032470, 0.00032451, 0.00032319, 0.00036180, 0.00031625, 0.00033479, 0.00033465, 0.00033626, 0.00036417, 0.00036324, 0.00033314, 0.00034361, 0.00037686, 0.00034136, 0.00034999, 0.00035204, 0.00035172, 0.00037575, 0.00034732, 0.00036098, 0.00037482, 0.00038402, 0.00036047, 0.00039646, 0.00036528, 0.00036829, 0.00040843, 0.00038921, 0.00041212, 0.00042261, 0.00038846, 0.00041256, 0.00041931, 0.00038897, 0.00042411, 0.00046144, 0.00041904, 0.00044767, 0.00043606, 0.00041470, 0.00042882, 0.00039720, 0.00041503, 0.00042172, 0.00041837, 0.00042136, 0.00042552, 0.00041939, 0.00044570, 0.00043687, 0.00045308, 0.00047088, 0.00049448, 0.00046358, 0.00050066, 0.00050600, 0.00047724, 0.00051844, 0.00049609, 0.00047245, 0.00049324, 0.00047817, 0.00046240, 0.00052196, 0.00049026, 0.00048415, 0.00055868, 0.00049164, 0.00052103, 0.00054626, 0.00050535, 0.00053759, 0.00055863, 0.00055830, 0.00056134]
CE01ISSM-RID16-07-NUTNRB000 | CE01ISSM-00003 | 3 | 264 | CC_eswa | [0.01302581, 0.01772944, 0.00903311, 0.01375520, 0.01734887, 0.01213589, 0.03393909, 0.01870784, 0.01317010, 0.01034442, 0.01225099, 0.01668848, 0.02950287, 0.04270284, 0.05133179, 0.05969508, 0.06291531, 0.06649399, 0.06968847, 0.06870849, 0.06690672, 0.06326000, 0.05730109, 0.05053098, 0.04348091, 0.03669809, 0.03079433, 0.02535656, 0.02069937, 0.01673765, 0.01342772, 0.01066014, 0.00843428, 0.00661693, 0.00518074, 0.00402206, 0.00312083, 0.00241373, 0.00187497, 0.00145433, 0.00114106, 0.00089227, 0.00069982, 0.00055042, 0.00044128, 0.00035632, 0.00028864, 0.00023631, 0.00019456, 0.00016395, 0.00013498, 0.00011675, 0.00010143, 0.00007632, 0.00007336, 0.00006024, 0.00004993, 0.00004858, 0.00003620, 0.00003375, 0.00003236, 0.00001949, 0.00001807, 0.00001307, 0.00000456, 0.00000386, 0.00000281, -0.00000254, 0.00000066, -0.00000697, -0.00001074, -0.00000609, -0.00000982, -0.00001075, -0.00001143, -0.00000397, -0.00000708, -0.00000098, -0.00000401, -0.00000780, -0.00000057, 0.00000179, 0.00000470, 0.00000692, 0.00000730, 0.00001186, 0.00000718, 0.00001219, 0.00001356, 0.00001508, 0.00000452, 0.00001779, 0.00003433, 0.00001711, 0.00003518, 0.00002332, 0.00003308, 0.00005073, 0.00005157, 0.00003082, 0.00005203, 0.00003875, 0.00003436, 0.00002632, 0.00004623, 0.00004327, 0.00003590, 0.00003331, 0.00003881, 0.00004532, 0.00002515, 0.00005058, 0.00003865, 0.00004441, 0.00004385, 0.00004317, 0.00004698, 0.00004892, 0.00005139, 0.00004099, 0.00005421, 0.00005417, 0.00005377, 0.00005764, 0.00006361, 0.00005760, 0.00007002, 0.00007085, 0.00009498, 0.00008886, 0.00009844, 0.00010644, 0.00010024, 0.00010124, 0.00009880, 0.00010287, 0.00009567, 0.00010158, 0.00010031, 0.00010289, 0.00011748, 0.00010989, 0.00011857, 0.00011796, 0.00012403, 0.00013351, 0.00013989, 0.00014053, 0.00014854, 0.00015037, 0.00015501, 0.00017126, 0.00015773, 0.00016924, 0.00017368, 0.00017463, 0.00017379, 0.00017559, 0.00018444, 0.00019393, 0.00019615, 0.00018919, 0.00019763, 0.00019532, 0.00019974, 0.00019991, 0.00020504, 0.00020028, 0.00022157, 0.00021410, 0.00023095, 0.00026029, 0.00026272, 0.00025691, 0.00026085, 0.00025439, 0.00025193, 0.00026236, 0.00024370, 0.00027159, 0.00027525, 0.00025993, 0.00027843, 0.00026662, 0.00027451, 0.00028679, 0.00029409, 0.00031158, 0.00031831, 0.00027632, 0.00032443, 0.00031853, 0.00034012, 0.00032076, 0.00034019, 0.00034525, 0.00035163, 0.00035386, 0.00035589, 0.00034075, 0.00034386, 0.00033530, 0.00036161, 0.00037647, 0.00035582, 0.00040191, 0.00036315, 0.00040046, 0.00038989, 0.00038676, 0.00038961, 0.00040299, 0.00039677, 0.00039812, 0.00044287, 0.00045893, 0.00040953, 0.00042717, 0.00042550, 0.00044311, 0.00045205, 0.00045961, 0.00045227, 0.00044467, 0.00048875, 0.00047200, 0.00044110, 0.00049057, 0.00049371, 0.00049996, 0.00053345, 0.00051112, 0.00054341, 0.00051749, 0.00051275, 0.00049394, 0.00053021, 0.00051952, 0.00049148, 0.00053356, 0.00053299, 0.00053213, 0.00057536, 0.00056043, 0.00054044, 0.00059245, 0.00058518, 0.00054150, 0.00055956, 0.00057357, 0.00059582, 0.00058840, 0.00056035, 0.00054996, 0.00056772, 0.00057204]
CE01ISSM-RID16-07-NUTNRB000 | CE01ISSM-00003 | 3 | 264 | CC_di | [65.08990559, 61.05286855, 64.38620189, 69.27509078, 71.68249818, 75.01583152, 79.68249818, 83.46027596, 84.60842411, 92.86768337, 121.12694263, 254.60842411, 690.68249818, 1749.94175744, 3802.90472041, 7035.83064633, 11263.38620189, 15991.27509078, 20862.60842411, 25483.49731300, 29611.86768337, 33035.05286855, 35586.08990559, 37134.68249818, 37706.90472041, 37465.34916485, 36645.12694263, 35579.38620189, 34479.97879448, 33534.27509078, 32870.53435004, 32543.31212781, 32560.34916485, 32973.53435004, 33763.20101670, 34933.90472041, 36519.42323893, 38449.57138707, 40690.94175744, 43185.97879448, 45789.38620189, 48350.97879448, 50731.57138707, 52692.60842411, 54109.23805374, 54815.90472041, 54712.23805374, 53903.01583152, 52442.34916485, 50581.08990559, 48478.31212781, 46404.31212781, 44420.12694263, 42678.27509078, 41222.53435004, 40031.05286855, 39102.79360930, 38451.60842411, 38028.57138707, 37857.90472041, 37912.20101670, 38163.46027596, 38652.97879448, 39355.53435004, 40244.75657226, 41329.97879448, 42594.60842411, 43945.90472041, 45353.23805374, 46720.53435004, 47956.20101670, 48993.79360930, 49632.79360930, 49845.20101670, 49574.94175744, 48757.49731300, 47437.20101670, 45699.05286855, 43614.57138707, 41310.71953522, 38929.83064633, 36537.60842411, 34257.49731300, 32159.60842411, 30222.83064633, 28492.94175744, 26985.27509078, 25671.01583152, 24545.83064633, 23616.90472041, 22846.64546115, 22243.71953522, 21802.20101670, 21494.12694263, 21337.97879448, 21323.31212781, 21427.49731300, 21664.49731300, 22029.12694263, 22499.64546115, 23085.42323893, 23742.71953522, 24496.34916485, 25314.86768337, 26166.27509078, 27016.42323893, 27857.46027596, 28623.60842411, 29273.20101670, 29794.01583152, 30121.23805374, 30250.01583152, 30179.53435004, 29899.71953522, 29435.31212781, 28836.12694263, 28093.75657226, 27280.68249818, 26452.23805374, 25601.75657226, 24787.94175744, 24026.75657226, 23323.31212781, 22705.64546115, 22157.16397967, 21688.05286855, 21301.49731300, 20983.31212781, 20711.68249818, 20519.97879448, 20375.68249818, 20287.12694263, 20247.01583152, 20246.79360930, 20287.31212781, 20383.08990559, 20510.57138707, 20669.23805374, 20873.49731300, 21110.68249818, 21364.57138707, 21667.20101670, 21993.94175744, 22363.38620189, 22751.57138707, 23155.16397967, 23579.57138707, 24031.42323893, 24458.57138707, 24896.53435004, 25324.01583152, 25726.49731300, 26088.90472041, 26421.97879448, 26678.57138707, 26893.23805374, 27030.16397967, 27085.71953522, 27070.08990559, 26978.08990559, 26792.31212781, 26534.64546115, 26179.08990559, 25731.01583152, 25214.97879448, 24622.16397967, 23944.16397967, 23235.42323893, 22455.75657226, 21648.90472041, 20863.57138707, 20092.16397967, 19352.97879448, 18646.86768337, 17970.71953522, 17342.08990559, 16764.34916485, 16220.83064633, 15704.97879448, 15236.79360930, 14782.20101670, 14348.16397967, 13932.20101670, 13536.75657226, 13144.79360930, 12782.08990559, 12427.97879448, 12087.46027596, 11755.27509078, 11452.08990559, 11174.34916485, 10928.49731300, 10693.79360930, 10482.53435004, 10289.05286855, 10103.31212781, 9937.08990559, 9790.46027596, 9665.79360930, 9553.53435004, 9453.83064633, 9366.79360930, 9291.90472041, 9230.12694263, 9173.94175744, 9135.97879448, 9099.16397967, 9066.34916485, 9053.27509078, 9038.23805374, 9030.90472041, 9038.68249818, 9041.57138707, 9053.71953522, 9076.01583152, 9098.42323893, 9129.83064633, 9170.01583152, 9195.94175744, 9192.23805374, 9156.64546115, 9103.68249818, 9038.90472041, 8983.38620189, 8922.49731300, 8867.90472041, 8815.42323893, 8739.64546115, 8676.71953522, 8596.68249818, 8519.16397967, 8447.68249818, 8380.20101670, 8275.42323893, 8119.79360930, 7925.34916485, 7734.75657226, 7559.94175744, 7382.20101670, 7203.31212781, 7040.08990559, 6886.23805374, 6742.64546115, 6621.71953522, 6483.75657226, 6352.64546115, 6222.16397967, 6112.86768337, 6024.64546115, 5911.01583152, 5688.75657226, 5338.16397967, 4862.71953522, 4332.23805374, 3796.05286855, 3796.05286855]
CE01ISSM-RID16-01-OPTAAD000 | CE01ISSM-00003 | 3 | 214 | CC_cwlngth | [400.7, 404.3, 407.3, 410.7, 414.1, 418.2, 421.9, 426.5, 430.1, 434.3, 438.2, 442.5, 446.9, 451.8, 456.0, 460.4, 464.5, 468.9, 474.1, 479.0, 483.9, 488.1, 492.7, 496.8, 501.2, 506.1, 510.9, 515.8, 520.4, 524.9, 529.4, 533.4, 537.7, 542.0, 546.4, 550.7, 555.3, 559.9, 563.9, 567.9, 572.2, 575.8, 579.3, 583.0, 588.0, 591.7, 595.9, 600.3, 604.6, 609.0, 613.7, 618.2, 622.2, 626.4, 630.4, 634.4, 639.0, 643.1, 647.1, 651.6, 655.8, 660.3, 664.6, 668.8, 672.9, 677.3, 681.1, 685.1, 689.2, 692.8, 696.5, 700.5, 704.2, 707.8, 711.3, 715.0, 719.0, 722.5, 726.0, 729.6, 732.6, 736.1, 739.3]
CE01ISSM-RID16-01-OPTAAD000 | CE01ISSM-00003 | 3 | 214 | CC_ccwo | [-1.360141, -1.281323, -1.211738, -1.152892, -1.079435, -1.022087, -0.962677, -0.907439, -0.857890, -0.803498, -0.753283, -0.701841, -0.655489, -0.608253, -0.566388, -0.522602, -0.480696, -0.445612, -0.405881, -0.371146, -0.332084, -0.299768, -0.267648, -0.236275, -0.209374, -0.183357, -0.158142, -0.132668, -0.109444, -0.089256, -0.065451, -0.045179, -0.024568, -0.007512, 0.016471, 0.030732, 0.048202, 0.071325, 0.083001, 0.094052, 0.108261, 0.114180, 0.117792, 0.121143, 0.111777, 0.104118, 0.093070, 0.079543, 0.073803, 0.074384, 0.081866, 0.091367, 0.097689, 0.104857, 0.113670, 0.120174, 0.125760, 0.129917, 0.131790, 0.129363, 0.126392, 0.122546, 0.122263, 0.125294, 0.127498, 0.126641, 0.122624, 0.111189, 0.092389, 0.065725, 0.027312, -0.022426, -0.086202, -0.170248, -0.271524, -0.393897, -0.553767, -0.734896, -0.932077, -1.138406, -1.335666, -1.518764, -1.655355]
CE01ISSM-RID16-01-OPTAAD000 | CE01ISSM-00003 | 3 | 214 | CC_tcal | 16.4
CE01ISSM-RID16-01-OPTAAD000 | CE01ISSM-00003 | 3 | 214 | CC_tbins | [1.224957, 2.426466, 3.486818, 4.475077, 5.480667, 6.487714, 7.497742, 8.524722, 9.503590, 10.510238, 11.518571, 12.477910, 13.485714, 14.497391, 15.502195, 16.492632, 17.476471, 18.537353, 19.489459, 20.489118, 21.499355, 22.486786, 23.502593, 24.508000, 25.498261, 26.507826, 27.492000, 28.482800, 29.503200, 30.505217, 31.505652, 32.503333, 33.476364, 34.492105, 35.479000, 36.503158, 37.492857, 38.511250, 39.600980]
CE01ISSM-RID16-01-OPTAAD000 | CE01ISSM-00003 | 3 | 214 | CC_awlngth | [401.9, 405.3, 408.7, 411.9, 415.5, 419.2, 423.5, 427.6, 431.5, 435.4, 439.1, 443.3, 447.6, 452.3, 456.7, 460.8, 465.0, 469.4, 474.3, 479.2, 483.9, 488.3, 492.8, 496.7, 501.0, 505.7, 510.2, 515.2, 519.7, 524.2, 528.7, 532.7, 536.8, 541.1, 545.4, 549.5, 554.1, 558.2, 563.0, 566.6, 570.8, 574.1, 577.8, 581.4, 584.9, 589.1, 593.4, 597.7, 601.9, 606.3, 610.3, 615.0, 619.4, 623.4, 627.4, 631.2, 635.3, 639.3, 643.6, 647.8, 652.1, 656.3, 660.6, 665.0, 669.1, 673.1, 677.0, 681.2, 685.5, 689.0, 692.8, 696.2, 700.2, 703.4, 707.5, 710.8, 714.2, 717.9, 721.4, 724.8, 728.4, 731.5, 735.0]
CE01ISSM-RID16-01-OPTAAD000 | CE01ISSM-00003 | 3 | 214 | CC_acwo | [-2.326477, -2.063559, -1.868210, -1.719659, -1.611204, -1.526199, -1.451563, -1.384483, -1.321008, -1.259897, -1.201747, -1.144437, -1.086925, -1.030615, -0.974609, -0.920281, -0.867368, -0.815191, -0.764221, -0.714197, -0.666482, -0.620016, -0.574883, -0.532052, -0.490622, -0.451941, -0.413086, -0.373667, -0.334988, -0.296369, -0.259991, -0.224262, -0.189254, -0.155978, -0.124725, -0.093729, -0.064040, -0.034790, -0.007786, 0.017265, 0.040348, 0.059912, 0.075542, 0.087968, 0.095535, 0.100884, 0.102205, 0.102074, 0.105558, 0.115583, 0.131808, 0.151038, 0.170774, 0.189832, 0.208501, 0.226988, 0.244732, 0.261016, 0.275073, 0.286490, 0.295073, 0.302472, 0.310949, 0.321981, 0.333676, 0.344494, 0.352362, 0.355639, 0.352614, 0.341742, 0.321808, 0.290586, 0.247059, 0.189579, 0.113460, 0.016380, -0.103764, -0.249149, -0.414174, -0.602642, -0.804021, -0.996148, -1.163361]
CE01ISSM-RID16-01-OPTAAD000 | CE01ISSM-00003 | 3 | 214 | CC_taarray | SheetRef:ACS214_CC_taarray
CE01ISSM-RID16-01-OPTAAD000 | CE01ISSM-00003 | 3 | 214 | CC_tcarray | SheetRef:ACS214_CC_tcarray
CE01ISSM-RID16-05-PCO2WB000 | CE01ISSM-00003 | 3 | C0063 | CC_cala | -0.0956
CE01ISSM-RID16-05-PCO2WB000 | CE01ISSM-00003 | 3 | C0063 | CC_calb | 1.2159
CE01ISSM-RID16-05-PCO2WB000 | CE01ISSM-00003 | 3 | C0063 | CC_calc | -2.2899
CE01ISSM-RID16-05-PCO2WB000 | CE01ISSM-00003 | 3 | C0063 | CC_calt | 14.6716
CE01ISSM-RID16-05-PCO2WB000 | CE01ISSM-00003 | 3 | C0063 | CC_ea434 | 19706 | ea and eb coeffs are …
CE01ISSM-RID16-05-PCO2WB000 | CE01ISSM-00003 | 3 | C0063 | CC_ea620 | 34 | … reagent bag specific.
CE01ISSM-RID16-05-PCO2WB000 | CE01ISSM-00003 | 3 | C0063 | CC_eb434 | 3073
CE01ISSM-RID16-05-PCO2WB000 | CE01ISSM-00003 | 3 | C0063 | CC_eb620 | 44327
CE01ISSM-RID16-06-PHSEND000 | CE01ISSM-00003 | 3 | P0083 | CC_ea434 | 17533
CE01ISSM-RID16-06-PHSEND000 | CE01ISSM-00003 | 3 | P0083 | CC_ea578 | 101
CE01ISSM-RID16-06-PHSEND000 | CE01ISSM-00003 | 3 | P0083 | CC_eb434 | 2229
CE01ISSM-RID16-06-PHSEND000 | CE01ISSM-00003 | 3 | P0083 | CC_eb578 | 38502
CE01ISSM-RID16-06-PHSEND000 | CE01ISSM-00003 | 3 | P0083 | CC_ind_off | 0
CE01ISSM-RID16-06-PHSEND000 | CE01ISSM-00003 | 3 | P0083 | CC_ind_slp | 1
CE01ISSM-RID16-06-PHSEND000 | CE01ISSM-00003 | 3 | P0083 | CC_psal | 35 | DELETE: use salinity from co-located CTDBP
CE01ISSM-RID16-08-SPKIRB000 | CE01ISSM-00003 | 3 | 231 | CC_immersion_factor | [1.368, 1.410, 1.365, 1.354, 1.372, 1.322, 1.347]
CE01ISSM-RID16-08-SPKIRB000 | CE01ISSM-00003 | 3 | 231 | CC_offset | [2147726778.7, 2147124591.7, 2147520112.5, 2146906808.4, 2147477360.5, 2147028232.7, 2147203535.2]
CE01ISSM-RID16-08-SPKIRB000 | CE01ISSM-00003 | 3 | 231 | CC_scale | [2.10069127334e-007, 2.07947258898e-007, 2.26918871025e-007, 2.21064576464e-007, 2.05735608243e-007, 2.07949527421e-007, 2.32195279559e-007]
CE01ISSM-RID16-04-VELPTA000 | CE01ISSM-00003 | 3 | 8535 | CC_lat | 44.6584
CE01ISSM-RID16-04-VELPTA000 | CE01ISSM-00003 | 3 | 8535 | CC_lon | -124.0954
CE01ISSM-MFD35-04-ADCPTM000 | CE01ISSM-00003 | 3 | 21524 | CC_depth | 25000 | KLUGE: NOT NEEDED in ENDURANCE - Endurance ADCPs use pd0 format, should use its pressure output variable
CE01ISSM-MFD35-04-ADCPTM000 | CE01ISSM-00003 | 3 | 21524 | CC_lat | 44.6584
CE01ISSM-MFD35-04-ADCPTM000 | CE01ISSM-00003 | 3 | 21524 | CC_lon | -124.0954
CE01ISSM-MFD35-04-ADCPTM000 | CE01ISSM-00003 | 3 | 21524 | CC_scale_factor1 | 0.45
CE01ISSM-MFD35-04-ADCPTM000 | CE01ISSM-00003 | 3 | 21524 | CC_scale_factor2 | 0.45
CE01ISSM-MFD35-04-ADCPTM000 | CE01ISSM-00003 | 3 | 21524 | CC_scale_factor3 | 0.45
CE01ISSM-MFD35-04-ADCPTM000 | CE01ISSM-00003 | 3 | 21524 | CC_scale_factor4 | 0.45
CE01ISSM-MFD00-00-CAMDSA000 | CE01ISSM-00003 | 3 | 0484-6102-0110 |  |  | No Calibration Coefficient
CE01ISSM-MFD37-03-CTDBPC000 | CE01ISSM-00003 | 3 | 16-50055 | CC_lat | 44.6584
CE01ISSM-MFD37-03-CTDBPC000 | CE01ISSM-00003 | 3 | 16-50055 | CC_lon | -124.0954
CE01ISSM-MFD37-03-CTDBPC000 | CE01ISSM-00003 | 3 | 16-50055 | CC_a0 | 0.0012457
CE01ISSM-MFD37-03-CTDBPC000 | CE01ISSM-00003 | 3 | 16-50055 | CC_a1 | 0.00027448
CE01ISSM-MFD37-03-CTDBPC000 | CE01ISSM-00003 | 3 | 16-50055 | CC_a2 | -1.0516e-06
CE01ISSM-MFD37-03-CTDBPC000 | CE01ISSM-00003 | 3 | 16-50055 | CC_a3 | 1.8365e-07
CE01ISSM-MFD37-03-CTDBPC000 | CE01ISSM-00003 | 3 | 16-50055 | CC_ptempa0 | -66.2583
CE01ISSM-MFD37-03-CTDBPC000 | CE01ISSM-00003 | 3 | 16-50055 | CC_ptempa1 | 53.0708
CE01ISSM-MFD37-03-CTDBPC000 | CE01ISSM-00003 | 3 | 16-50055 | CC_ptempa2 | -0.55845
CE01ISSM-MFD37-03-CTDBPC000 | CE01ISSM-00003 | 3 | 16-50055 | CC_ptca0 | 525130.69
CE01ISSM-MFD37-03-CTDBPC000 | CE01ISSM-00003 | 3 | 16-50055 | CC_ptca1 | 6.0112
CE01ISSM-MFD37-03-CTDBPC000 | CE01ISSM-00003 | 3 | 16-50055 | CC_ptca2 | -0.14412
CE01ISSM-MFD37-03-CTDBPC000 | CE01ISSM-00003 | 3 | 16-50055 | CC_ptcb0 | 25.0753
CE01ISSM-MFD37-03-CTDBPC000 | CE01ISSM-00003 | 3 | 16-50055 | CC_ptcb1 | -0.00095
CE01ISSM-MFD37-03-CTDBPC000 | CE01ISSM-00003 | 3 | 16-50055 | CC_ptcb2 | 0
CE01ISSM-MFD37-03-CTDBPC000 | CE01ISSM-00003 | 3 | 16-50055 | CC_pa0 | 0.033199
CE01ISSM-MFD37-03-CTDBPC000 | CE01ISSM-00003 | 3 | 16-50055 | CC_pa1 | 0.00048888
CE01ISSM-MFD37-03-CTDBPC000 | CE01ISSM-00003 | 3 | 16-50055 | CC_pa2 | -6.0429e-12
CE01ISSM-MFD37-03-CTDBPC000 | CE01ISSM-00003 | 3 | 16-50055 | CC_g | -0.99283
CE01ISSM-MFD37-03-CTDBPC000 | CE01ISSM-00003 | 3 | 16-50055 | CC_h | 0.15106
CE01ISSM-MFD37-03-CTDBPC000 | CE01ISSM-00003 | 3 | 16-50055 | CC_i | -9.4847e-05
CE01ISSM-MFD37-03-CTDBPC000 | CE01ISSM-00003 | 3 | 16-50055 | CC_j | 2.9098e-05
CE01ISSM-MFD37-03-CTDBPC000 | CE01ISSM-00003 | 3 | 16-50055 | CC_cpcor | -9.57e-08
CE01ISSM-MFD37-03-CTDBPC000 | CE01ISSM-00003 | 3 | 16-50055 | CC_ctcor | 3.25e-06
CE01ISSM-MFD37-04-DOSTAD000 | CE01ISSM-00003 | 3 | 315 | CC_lat | 44.6584
CE01ISSM-MFD37-04-DOSTAD000 | CE01ISSM-00003 | 3 | 315 | CC_lon | -124.0954
CE01ISSM-MFD37-04-DOSTAD000 | CE01ISSM-00003 | 3 | 315 | CC_csv | [2.87939E-03, 1.21778E-04, 2.46476E-06, 2.30800E02, -3.05416E-01, -5.49637E01, 4.57445E00]
CE01ISSM-MFD37-04-DOSTAD000 | CE01ISSM-00003 | 3 | 315 | CC_conc_coef | [[0.0, 1.0]] | 2D vector required by DPA; 1st cal, so default values for offset and slope
CE01ISSM-MFD37-01-OPTAAD000 | CE01ISSM-00003 | 3 | 149 | CC_cwlngth | [401.0, 404.6, 408.4, 411.6, 415.5, 419.8, 424.0, 428.3, 432.4, 436.1, 440.3, 444.8, 449.5, 453.9, 458.3, 462.6, 466.9, 471.7, 476.6, 481.5, 485.9, 490.2, 494.6, 498.9, 503.5, 508.3, 513.0, 518.0, 522.9, 527.5, 531.8, 536.3, 540.9, 545.4, 549.9, 554.5, 558.9, 563.3, 567.6, 571.9, 575.8, 580.7, 584.9, 589.3, 593.9, 598.4, 603.0, 607.8, 612.3, 617.4, 621.7, 626.0, 630.7, 635.0, 639.5, 644.1, 648.8, 653.4, 658.2, 662.8, 667.3, 671.8, 676.2, 680.4, 684.8, 689.0, 693.1, 697.1, 701.2, 705.2, 709.1, 713.1, 716.8, 720.8, 724.6, 728.3, 731.9, 735.3, 739.1, 742.3]
CE01ISSM-MFD37-01-OPTAAD000 | CE01ISSM-00003 | 3 | 149 | CC_ccwo | [0.672220, 0.721621, 0.774949, 0.813896, 0.851089, 0.887733, 0.914903, 0.947108, 0.973851, 0.996249, 1.021642, 1.045990, 1.066466, 1.085872, 1.101408, 1.118047, 1.136067, 1.151999, 1.167026, 1.179801, 1.192837, 1.204116, 1.214825, 1.225848, 1.232961, 1.238983, 1.245055, 1.250589, 1.258131, 1.264318, 1.271557, 1.277623, 1.283435, 1.287582, 1.293565, 1.298131, 1.300060, 1.301455, 1.303038, 1.301252, 1.297826, 1.278531, 1.266129, 1.248020, 1.225423, 1.197946, 1.176444, 1.164698, 1.161023, 1.161204, 1.159393, 1.159235, 1.158616, 1.156450, 1.153960, 1.148937, 1.139515, 1.126699, 1.112228, 1.100458, 1.093078, 1.088158, 1.080395, 1.068924, 1.049508, 1.022755, 0.985871, 0.935560, 0.871850, 0.790215, 0.688067, 0.558458, 0.401057, 0.214255, -0.004707, -0.254205, -0.505205, -0.731386, -0.906177, -0.918354]
CE01ISSM-MFD37-01-OPTAAD000 | CE01ISSM-00003 | 3 | 149 | CC_tcal | 20.6
CE01ISSM-MFD37-01-OPTAAD000 | CE01ISSM-00003 | 3 | 149 | CC_tbins | [1.858571, 2.344816, 3.477075, 4.469255, 5.470152, 6.520882, 7.498000, 8.475870, 9.503500, 10.496452, 11.505333, 12.505926, 13.528148, 14.550333, 15.499687, 16.483939, 17.514412, 18.492353, 19.481562, 20.483750, 21.502069, 22.503200, 23.499231, 24.490833, 25.517200, 26.531667, 27.492800, 28.483878, 29.490698, 30.489500, 31.501111, 32.490000, 33.474000, 34.493000, 35.497407, 36.483462, 37.500741, 38.610964]
CE01ISSM-MFD37-01-OPTAAD000 | CE01ISSM-00003 | 3 | 149 | CC_awlngth | [400.0, 404.1, 407.8, 411.2, 414.8, 418.9, 423.1, 427.4, 431.5, 435.4, 439.4, 443.9, 448.5, 453.1, 457.6, 461.7, 466.1, 470.6, 475.5, 480.3, 485.0, 489.5, 493.9, 498.2, 502.9, 507.6, 512.5, 517.3, 521.8, 526.5, 531.0, 535.3, 539.7, 544.2, 548.7, 553.1, 557.7, 562.0, 566.2, 570.3, 574.6, 579.3, 583.6, 588.0, 592.5, 596.9, 601.4, 606.0, 610.8, 615.5, 620.0, 624.5, 629.0, 633.4, 637.8, 642.5, 646.9, 651.7, 656.3, 661.1, 665.5, 670.1, 674.4, 678.8, 683.0, 687.3, 691.5, 695.4, 699.4, 703.4, 707.3, 711.2, 715.0, 719.0, 723.3, 726.7, 730.2, 733.7, 737.5, 740.7]
CE01ISSM-MFD37-01-OPTAAD000 | CE01ISSM-00003 | 3 | 149 | CC_acwo | [0.280828, 0.441651, 0.540942, 0.593777, 0.617112, 0.622864, 0.621811, 0.619501, 0.616951, 0.615664, 0.614902, 0.614701, 0.617396, 0.620421, 0.625667, 0.632740, 0.639758, 0.647431, 0.656422, 0.666455, 0.676738, 0.687515, 0.697514, 0.707621, 0.716693, 0.725028, 0.734487, 0.745587, 0.757866, 0.770509, 0.782540, 0.794074, 0.805022, 0.815389, 0.825851, 0.836896, 0.848465, 0.859908, 0.870138, 0.878771, 0.884644, 0.892033, 0.890396, 0.883121, 0.869467, 0.852744, 0.839803, 0.836272, 0.840696, 0.848545, 0.857301, 0.865948, 0.874192, 0.882070, 0.888926, 0.893656, 0.895179, 0.892296, 0.887839, 0.885781, 0.887757, 0.891240, 0.893491, 0.891551, 0.883330, 0.866758, 0.839914, 0.801255, 0.748920, 0.680115, 0.590161, 0.474809, 0.331602, 0.157677, -0.048631, -0.283203, -0.526607, -0.748745, -0.923816, -1.043910]
CE01ISSM-MFD37-01-OPTAAD000 | CE01ISSM-00003 | 3 | 149 | CC_taarray | SheetRef:ACS149_CC_taarray
CE01ISSM-MFD37-01-OPTAAD000 | CE01ISSM-00003 | 3 | 149 | CC_tcarray | SheetRef:ACS149_CC_tcarray
CE01ISSM-MFD35-05-PCO2WB000 | CE01ISSM-00003 | 3 | C0052 | CC_cala | -0.0268
CE01ISSM-MFD35-05-PCO2WB000 | CE01ISSM-00003 | 3 | C0052 | CC_calb | 0.9599
CE01ISSM-MFD35-05-PCO2WB000 | CE01ISSM-00003 | 3 | C0052 | CC_calc | -1.9704
CE01ISSM-MFD35-05-PCO2WB000 | CE01ISSM-00003 | 3 | C0052 | CC_calt | 16.39
CE01ISSM-MFD35-05-PCO2WB000 | CE01ISSM-00003 | 3 | C0052 | CC_ea434 | 19706
CE01ISSM-MFD35-05-PCO2WB000 | CE01ISSM-00003 | 3 | C0052 | CC_ea620 | 34
CE01ISSM-MFD35-05-PCO2WB000 | CE01ISSM-00003 | 3 | C0052 | CC_eb434 | 3073
CE01ISSM-MFD35-05-PCO2WB000 | CE01ISSM-00003 | 3 | C0052 | CC_eb620 | 44327
CE01ISSM-MFD35-06-PHSEND000 | CE01ISSM-00003 | 3 | P0086 | CC_ea434 | 17533
CE01ISSM-MFD35-06-PHSEND000 | CE01ISSM-00003 | 3 | P0086 | CC_ea578 | 101
CE01ISSM-MFD35-06-PHSEND000 | CE01ISSM-00003 | 3 | P0086 | CC_eb434 | 2229
CE01ISSM-MFD35-06-PHSEND000 | CE01ISSM-00003 | 3 | P0086 | CC_eb578 | 38502
CE01ISSM-MFD35-06-PHSEND000 | CE01ISSM-00003 | 3 | P0086 | CC_ind_off | 0
CE01ISSM-MFD35-06-PHSEND000 | CE01ISSM-00003 | 3 | P0086 | CC_ind_slp | 1
CE01ISSM-MFD35-06-PHSEND000 | CE01ISSM-00003 | 3 | P0086 | CC_psal | 35 | DELETE: use salinity from co-located CTDBP
CE01ISSM-MFD35-02-PRESFA000 | CE01ISSM-00003 | 3 | 1383 | CC_c1 | 601.7722 | IDD for data recovered directly from
CE01ISSM-MFD35-02-PRESFA000 | CE01ISSM-00003 | 3 | 1383 | CC_c2 | 2.8801 | the PRESF instrument needs to be written
CE01ISSM-MFD35-02-PRESFA000 | CE01ISSM-00003 | 3 | 1383 | CC_c3 | -1095.03
CE01ISSM-MFD35-02-PRESFA000 | CE01ISSM-00003 | 3 | 1383 | CC_d1 | 0.027113
CE01ISSM-MFD35-02-PRESFA000 | CE01ISSM-00003 | 3 | 1383 | CC_d2 | 0
CE01ISSM-MFD35-02-PRESFA000 | CE01ISSM-00003 | 3 | 1383 | CC_offset_correction_factor | 0 | Constant
CE01ISSM-MFD35-02-PRESFA000 | CE01ISSM-00003 | 3 | 1383 | CC_pressure_offset_calibration_coefficient | -0.223 | from SBE offset_correction pdf
CE01ISSM-MFD35-02-PRESFA000 | CE01ISSM-00003 | 3 | 1383 | CC_slope_correction_factor | 1 | Constant
CE01ISSM-MFD35-02-PRESFA000 | CE01ISSM-00003 | 3 | 1383 | CC_t1 | 27.7554
CE01ISSM-MFD35-02-PRESFA000 | CE01ISSM-00003 | 3 | 1383 | CC_t2 | 0.5258
CE01ISSM-MFD35-02-PRESFA000 | CE01ISSM-00003 | 3 | 1383 | CC_t3 | 19.6677
CE01ISSM-MFD35-02-PRESFA000 | CE01ISSM-00003 | 3 | 1383 | CC_t4 | 34.4462
CE01ISSM-MFD35-02-PRESFA000 | CE01ISSM-00003 | 3 | 1383 | CC_u0 | 5.7845
CE01ISSM-MFD35-02-PRESFA000 | CE01ISSM-00003 | 3 | 1383 | CC_y1 | -3990.619
CE01ISSM-MFD35-02-PRESFA000 | CE01ISSM-00003 | 3 | 1383 | CC_y2 | -11590.4
CE01ISSM-MFD35-02-PRESFA000 | CE01ISSM-00003 | 3 | 1383 | CC_y3 | 0
CE01ISSM-MFD35-02-PRESFA000 | CE01ISSM-00003 | 3 | 1383 | CC_b | 8388.6
CE01ISSM-MFD35-02-PRESFA000 | CE01ISSM-00003 | 3 | 1383 | CC_m | 125829.1
CE01ISSM-MFD35-01-VEL3DD000 | CE01ISSM-00003 | 3 | 8158 | CC_lat | 44.6584
CE01ISSM-MFD35-01-VEL3DD000 | CE01ISSM-00003 | 3 | 8158 | CC_lon | -124.0954
CE01ISSM-MFD37-00-ZPLSCC000 | CE01ISSM-00003 | 3 | 55076 |  |  | No Calibration Coefficient
CE01ISSM-SBC11-00-CPMENG000 | CE01ISSM-00003 | 3 | CP03ISSM-00002-CPM1 |  |  | No Calibration Coefficient
CE01ISSM-RIC21-00-CPMENG000 | CE01ISSM-00003 | 3 | CP03ISSM-00002-CPM2 |  |  | No Calibration Coefficient
CE01ISSM-MFC31-00-CPMENG000 | CE01ISSM-00003 | 3 | CP03ISSM-00002-CPM3 |  |  | No Calibration Coefficient
CE01ISSM-SBD17-00-DCLENG000 | CE01ISSM-00003 | 3 | CP03ISSM-00002-DCL17 |  |  | No Calibration Coefficient
CE01ISSM-RID16-00-DCLENG000 | CE01ISSM-00003 | 3 | CP03ISSM-00002-DCL16 |  |  | No Calibration Coefficient
CE01ISSM-MFD35-00-DCLENG000 | CE01ISSM-00003 | 3 | CP03ISSM-00002-DCL35 |  |  | No Calibration Coefficient
CE01ISSM-MFD37-00-DCLENG000 | CE01ISSM-00003 | 3 | CP03ISSM-00002-DCL37 |  |  | No Calibration Coefficient

## ACS214_CC_taarray
-0.073966 | -0.072953 | -0.071038 | -0.068172 | -0.064784 | -0.060887 | -0.059096 | -0.056253 | -0.053983 | -0.051299 | -0.048662 | -0.04622 | -0.043652 | -0.040502 | -0.037029 | -0.03399 | -0.03026 | -0.026688 | -0.024336 | -0.020043 | -0.016269 | -0.010467 | -0.007274 | -0.003837 | 0 | 0.004142 | 0.006496 | 0.010158 | 0.016284 | 0.020388 | 0.024166 | 0.028617 | 0.03333 | 0.037178 | 0.04044 | 0.043385 | 0.045386 | 0.048391 | 0.048177
-0.061277 | -0.058858 | -0.056904 | -0.054365 | -0.051161 | -0.04813 | -0.046886 | -0.045045 | -0.042819 | -0.04088 | -0.039431 | -0.037737 | -0.035468 | -0.032013 | -0.029534 | -0.027299 | -0.024065 | -0.021252 | -0.019961 | -0.015819 | -0.013102 | -0.008794 | -0.006194 | -0.003483 | 0 | 0.003866 | 0.005197 | 0.007739 | 0.012818 | 0.015808 | 0.018866 | 0.021893 | 0.025977 | 0.028506 | 0.031843 | 0.033718 | 0.035366 | 0.037276 | 0.036868
-0.047831 | -0.045197 | -0.044031 | -0.041798 | -0.039185 | -0.036799 | -0.035907 | -0.034485 | -0.032918 | -0.031624 | -0.029977 | -0.028199 | -0.026747 | -0.024792 | -0.022708 | -0.021081 | -0.018684 | -0.016271 | -0.014696 | -0.012104 | -0.009893 | -0.006459 | -0.004572 | -0.002023 | 0 | 0.002569 | 0.003972 | 0.006499 | 0.010433 | 0.012411 | 0.014492 | 0.01646 | 0.019333 | 0.021701 | 0.0231 | 0.024386 | 0.025349 | 0.026823 | 0.026802
-0.035496 | -0.032805 | -0.031473 | -0.029941 | -0.028603 | -0.02675 | -0.026845 | -0.025606 | -0.024487 | -0.023333 | -0.022125 | -0.020626 | -0.019352 | -0.017555 | -0.01614 | -0.014623 | -0.01324 | -0.011595 | -0.01081 | -0.008815 | -0.007414 | -0.004566 | -0.003175 | -0.001607 | 0 | 0.001728 | 0.002217 | 0.003913 | 0.00651 | 0.007984 | 0.009038 | 0.010816 | 0.012487 | 0.014301 | 0.015398 | 0.015797 | 0.016399 | 0.017166 | 0.016671
-0.025148 | -0.022347 | -0.021347 | -0.020174 | -0.018935 | -0.017926 | -0.017862 | -0.017321 | -0.016494 | -0.016082 | -0.015292 | -0.014442 | -0.013588 | -0.012417 | -0.011135 | -0.010408 | -0.009198 | -0.007867 | -0.007479 | -0.006126 | -0.004612 | -0.00306 | -0.002002 | -0.001059 | 0 | 0.001605 | 0.001809 | 0.002588 | 0.004713 | 0.005724 | 0.006099 | 0.006943 | 0.00851 | 0.009152 | 0.010069 | 0.010146 | 0.010031 | 0.010348 | 0.010117
-0.019942 | -0.017406 | -0.016751 | -0.015682 | -0.014894 | -0.013853 | -0.013872 | -0.013479 | -0.01269 | -0.01223 | -0.011372 | -0.01049 | -0.010013 | -0.009047 | -0.008256 | -0.007688 | -0.006867 | -0.005835 | -0.005643 | -0.004474 | -0.003679 | -0.002138 | -0.001407 | -0.000948 | 0 | 0.000877 | 0.001028 | 0.00173 | 0.003246 | 0.003814 | 0.00428 | 0.004831 | 0.00549 | 0.006148 | 0.006599 | 0.006471 | 0.0062 | 0.006382 | 0.006036
-0.01606 | -0.013581 | -0.012729 | -0.012061 | -0.011339 | -0.010772 | -0.011016 | -0.010717 | -0.01031 | -0.009818 | -0.009312 | -0.008561 | -0.007915 | -0.007007 | -0.006528 | -0.00584 | -0.005178 | -0.004406 | -0.00429 | -0.003411 | -0.002877 | -0.001458 | -0.001016 | -0.000633 | 0 | 0.000922 | 0.000672 | 0.001142 | 0.002482 | 0.002869 | 0.002966 | 0.003549 | 0.003954 | 0.00433 | 0.004531 | 0.004299 | 0.003953 | 0.004324 | 0.003534
-0.01375 | -0.011294 | -0.01064 | -0.009826 | -0.009178 | -0.008593 | -0.008609 | -0.008523 | -0.008099 | -0.007794 | -0.007435 | -0.006941 | -0.006603 | -0.005748 | -0.005256 | -0.004909 | -0.004051 | -0.003543 | -0.00351 | -0.002768 | -0.002107 | -0.001048 | -0.000633 | -0.000317 | 0 | 0.000773 | 0.00092 | 0.001086 | 0.002128 | 0.00251 | 0.002592 | 0.002831 | 0.003182 | 0.003491 | 0.003408 | 0.003172 | 0.003119 | 0.002638 | 0.002274
-0.013163 | -0.010976 | -0.010377 | -0.009699 | -0.009108 | -0.008609 | -0.008764 | -0.008423 | -0.008304 | -0.007861 | -0.007347 | -0.006538 | -0.006242 | -0.005536 | -0.005153 | -0.004756 | -0.00407 | -0.003453 | -0.003398 | -0.00269 | -0.002256 | -0.00124 | -0.000781 | -0.000359 | 0 | 0.000451 | 0.000384 | 0.000728 | 0.001572 | 0.001798 | 0.0018 | 0.002134 | 0.002349 | 0.002545 | 0.002583 | 0.002194 | 0.001945 | 0.001721 | 0.001193
-0.011883 | -0.009667 | -0.009093 | -0.008459 | -0.007956 | -0.007411 | -0.007757 | -0.007573 | -0.007284 | -0.007079 | -0.006735 | -0.006154 | -0.005612 | -0.004989 | -0.004538 | -0.004116 | -0.003513 | -0.003012 | -0.002873 | -0.002352 | -0.001944 | -0.001135 | -0.000699 | -0.000453 | 0 | 0.000536 | 0.00038 | 0.000548 | 0.001414 | 0.001524 | 0.00161 | 0.001663 | 0.001997 | 0.002127 | 0.002086 | 0.001899 | 0.001434 | 0.001156 | 0.000666
-0.011197 | -0.00902 | -0.008425 | -0.007734 | -0.007221 | -0.006767 | -0.006799 | -0.006698 | -0.006538 | -0.006352 | -0.005989 | -0.005495 | -0.005285 | -0.004733 | -0.004233 | -0.003901 | -0.003321 | -0.002884 | -0.002577 | -0.002186 | -0.001728 | -0.000901 | -0.000606 | -0.000198 | 0 | 0.000453 | 0.000416 | 0.000695 | 0.001377 | 0.001474 | 0.001494 | 0.001573 | 0.001743 | 0.0018 | 0.001896 | 0.001402 | 0.001189 | 0.001076 | 0.000526
-0.010941 | -0.008924 | -0.008299 | -0.007726 | -0.007302 | -0.006803 | -0.007203 | -0.007013 | -0.006842 | -0.006561 | -0.006127 | -0.005574 | -0.005121 | -0.004713 | -0.004127 | -0.003778 | -0.003334 | -0.002869 | -0.002678 | -0.0022 | -0.001862 | -0.000976 | -0.000658 | -0.000386 | 0 | 0.000318 | 0.00021 | 0.000431 | 0.00099 | 0.001056 | 0.00112 | 0.001331 | 0.001396 | 0.001484 | 0.001449 | 0.00118 | 0.00082 | 0.000455 | 9.1e-05
-0.010465 | -0.008309 | -0.007657 | -0.007072 | -0.006632 | -0.006302 | -0.006425 | -0.006395 | -0.006204 | -0.005983 | -0.005788 | -0.005347 | -0.004897 | -0.004393 | -0.003921 | -0.003522 | -0.003104 | -0.002642 | -0.002454 | -0.001903 | -0.001549 | -0.000821 | -0.000501 | -0.000331 | 0 | 0.00034 | 0.000317 | 0.000485 | 0.001062 | 0.001246 | 0.001301 | 0.001294 | 0.001338 | 0.001427 | 0.001435 | 0.001125 | 0.00081 | 0.000461 | 6.9e-05
-0.009724 | -0.007776 | -0.007238 | -0.006656 | -0.006213 | -0.005915 | -0.006034 | -0.005913 | -0.005694 | -0.005544 | -0.005226 | -0.004739 | -0.00453 | -0.004037 | -0.003681 | -0.003296 | -0.002937 | -0.002447 | -0.002347 | -0.001933 | -0.001574 | -0.000765 | -0.000532 | -0.000287 | 0 | 0.000237 | 0.000313 | 0.000448 | 0.000943 | 0.001043 | 0.000992 | 0.001164 | 0.00127 | 0.001209 | 0.001173 | 0.000848 | 0.000602 | 0.000329 | -8.8e-05
-0.009341 | -0.007469 | -0.006931 | -0.006377 | -0.006052 | -0.005796 | -0.005979 | -0.005882 | -0.005735 | -0.005627 | -0.005313 | -0.004803 | -0.004393 | -0.003873 | -0.00354 | -0.003187 | -0.002832 | -0.002384 | -0.002216 | -0.001768 | -0.001421 | -0.000794 | -0.000485 | -0.000311 | 0 | 0.000353 | 0.000325 | 0.000375 | 0.000848 | 0.000871 | 0.000934 | 0.000978 | 0.001065 | 0.001142 | 0.001102 | 0.000804 | 0.000483 | 0.000223 | -0.000238
-0.009011 | -0.00711 | -0.006514 | -0.006026 | -0.005575 | -0.005261 | -0.00545 | -0.005382 | -0.005214 | -0.005077 | -0.004904 | -0.004494 | -0.004229 | -0.003754 | -0.003391 | -0.003025 | -0.00261 | -0.002313 | -0.00214 | -0.001659 | -0.00141 | -0.000735 | -0.000305 | -0.000252 | 0 | 0.000216 | 0.000127 | 0.000216 | 0.000746 | 0.000777 | 0.000751 | 0.000907 | 0.000941 | 0.000896 | 0.000862 | 0.000639 | 0.000316 | 7.3e-05 | -0.000376
-0.008499 | -0.006769 | -0.006296 | -0.005822 | -0.005489 | -0.005272 | -0.005346 | -0.005382 | -0.005252 | -0.005126 | -0.004866 | -0.004394 | -0.004109 | -0.003671 | -0.003338 | -0.002977 | -0.002658 | -0.002263 | -0.002039 | -0.001702 | -0.001362 | -0.000804 | -0.000518 | -0.000213 | 0 | 0.000231 | 0.000242 | 0.000321 | 0.000762 | 0.000797 | 0.00083 | 0.001049 | 0.000922 | 0.000986 | 0.000906 | 0.000603 | 0.000329 | 4.2e-05 | -0.000382
-0.00825 | -0.006513 | -0.005959 | -0.005507 | -0.005237 | -0.00497 | -0.005234 | -0.005159 | -0.005098 | -0.005036 | -0.004791 | -0.004381 | -0.004018 | -0.003568 | -0.003189 | -0.002877 | -0.002488 | -0.002132 | -0.001976 | -0.00157 | -0.001265 | -0.000767 | -0.000439 | -0.000201 | 0 | 0.000279 | 0.000295 | 0.000322 | 0.000694 | 0.000827 | 0.000807 | 0.000925 | 0.000926 | 0.000954 | 0.000882 | 0.000611 | 0.000319 | 2.6e-05 | -0.00036
-0.007974 | -0.006258 | -0.005737 | -0.005264 | -0.00498 | -0.004716 | -0.004858 | -0.004852 | -0.004723 | -0.004568 | -0.004485 | -0.00412 | -0.003862 | -0.003432 | -0.003062 | -0.002751 | -0.002417 | -0.002116 | -0.001909 | -0.001566 | -0.001164 | -0.00067 | -0.00035 | -0.000242 | 0 | 0.000137 | 0.00011 | 0.000343 | 0.000638 | 0.000698 | 0.00073 | 0.000851 | 0.000878 | 0.000908 | 0.000768 | 0.00051 | 0.000236 | 2.6e-05 | -0.000404
-0.007577 | -0.005985 | -0.005526 | -0.005094 | -0.004885 | -0.004689 | -0.004818 | -0.004811 | -0.004717 | -0.004602 | -0.004402 | -0.003949 | -0.003677 | -0.003281 | -0.002992 | -0.002662 | -0.002339 | -0.002051 | -0.001867 | -0.001516 | -0.001201 | -0.000683 | -0.000445 | -0.000182 | 0 | 0.000191 | 0.000234 | 0.000286 | 0.000671 | 0.000741 | 0.000751 | 0.000814 | 0.000874 | 0.000891 | 0.00077 | 0.000511 | 0.000247 | -5.8e-05 | -0.000365
-0.007126 | -0.005543 | -0.005052 | -0.004656 | -0.004418 | -0.004311 | -0.004475 | -0.004489 | -0.004429 | -0.004408 | -0.004259 | -0.003893 | -0.00364 | -0.003199 | -0.002854 | -0.002577 | -0.002224 | -0.001958 | -0.001792 | -0.001417 | -0.001103 | -0.000643 | -0.000351 | -0.000224 | 0 | 0.000191 | 0.000209 | 0.000282 | 0.000621 | 0.000728 | 0.000746 | 0.000804 | 0.000837 | 0.000912 | 0.000817 | 0.000602 | 0.000251 | 1.8e-05 | -0.000364
-0.007095 | -0.00558 | -0.005116 | -0.004746 | -0.004462 | -0.004308 | -0.004457 | -0.004406 | -0.004334 | -0.004275 | -0.00414 | -0.003791 | -0.003614 | -0.003238 | -0.002897 | -0.002581 | -0.002252 | -0.002005 | -0.001751 | -0.001453 | -0.001124 | -0.000649 | -0.000401 | -0.000189 | 0 | 0.000181 | 0.000258 | 0.00041 | 0.000692 | 0.000759 | 0.000802 | 0.000937 | 0.000908 | 0.000929 | 0.000904 | 0.000648 | 0.000432 | 0.000131 | -0.000239
-0.006678 | -0.005259 | -0.004833 | -0.004466 | -0.004326 | -0.004208 | -0.004337 | -0.004361 | -0.004346 | -0.004284 | -0.004122 | -0.003747 | -0.003496 | -0.003123 | -0.002819 | -0.002504 | -0.002228 | -0.001984 | -0.001729 | -0.001461 | -0.001129 | -0.000667 | -0.000411 | -0.000218 | 0 | 0.000226 | 0.000269 | 0.000364 | 0.000626 | 0.000735 | 0.000765 | 0.000887 | 0.000911 | 0.000967 | 0.000837 | 0.000649 | 0.000373 | 0.000126 | -0.000223
-0.00654 | -0.00507 | -0.004636 | -0.004265 | -0.004083 | -0.004001 | -0.004121 | -0.004158 | -0.004147 | -0.004092 | -0.00405 | -0.003747 | -0.003505 | -0.003126 | -0.00284 | -0.002542 | -0.002205 | -0.001961 | -0.001732 | -0.001443 | -0.00112 | -0.000662 | -0.000411 | -0.00023 | 0 | 0.000136 | 0.000152 | 0.000305 | 0.000536 | 0.000627 | 0.000672 | 0.000789 | 0.000845 | 0.00087 | 0.000806 | 0.00059 | 0.000377 | 0.000107 | -0.000221
-0.005949 | -0.00465 | -0.004309 | -0.003963 | -0.003835 | -0.003716 | -0.003865 | -0.003883 | -0.003866 | -0.003883 | -0.003796 | -0.00349 | -0.003306 | -0.002966 | -0.002671 | -0.002391 | -0.002141 | -0.001885 | -0.001675 | -0.001389 | -0.001097 | -0.000639 | -0.000398 | -0.000161 | 0 | 0.000165 | 0.000173 | 0.000397 | 0.000625 | 0.000707 | 0.000799 | 0.000902 | 0.000959 | 0.00097 | 0.000936 | 0.00071 | 0.000457 | 0.000213 | -8.3e-05
-0.006098 | -0.00473 | -0.004292 | -0.003983 | -0.003882 | -0.003758 | -0.00389 | -0.00393 | -0.00391 | -0.003876 | -0.003793 | -0.003476 | -0.003239 | -0.002894 | -0.002597 | -0.002354 | -0.00205 | -0.00182 | -0.0016 | -0.001333 | -0.001045 | -0.00063 | -0.000338 | -0.000203 | 0 | 0.000209 | 0.000223 | 0.000297 | 0.000551 | 0.00062 | 0.000701 | 0.000867 | 0.000877 | 0.000958 | 0.000852 | 0.000674 | 0.000446 | 0.000187 | -0.000108
-0.006029 | -0.004669 | -0.0043 | -0.003964 | -0.003816 | -0.003733 | -0.003869 | -0.003885 | -0.003885 | -0.00388 | -0.003829 | -0.003555 | -0.003385 | -0.003054 | -0.00273 | -0.002414 | -0.002118 | -0.001867 | -0.001652 | -0.001362 | -0.001068 | -0.00064 | -0.000351 | -0.000168 | 0 | 0.000184 | 0.000287 | 0.000424 | 0.000701 | 0.000811 | 0.000892 | 0.001025 | 0.001085 | 0.001139 | 0.00111 | 0.000886 | 0.000677 | 0.000379 | 8.8e-05
-0.005894 | -0.004625 | -0.004264 | -0.003972 | -0.003843 | -0.003767 | -0.003897 | -0.003898 | -0.003907 | -0.003904 | -0.003821 | -0.003499 | -0.003334 | -0.002983 | -0.002721 | -0.002432 | -0.002133 | -0.001892 | -0.001663 | -0.001396 | -0.001118 | -0.000692 | -0.000416 | -0.000206 | 0 | 0.000118 | 0.000219 | 0.000399 | 0.000624 | 0.000708 | 0.000817 | 0.000968 | 0.00103 | 0.001082 | 0.001028 | 0.000818 | 0.000612 | 0.000366 | 5.6e-05
-0.005677 | -0.00441 | -0.004051 | -0.003757 | -0.00369 | -0.003637 | -0.003792 | -0.003834 | -0.003844 | -0.003839 | -0.00379 | -0.003518 | -0.003299 | -0.00295 | -0.002676 | -0.002392 | -0.002081 | -0.00186 | -0.001623 | -0.001372 | -0.001081 | -0.000693 | -0.000381 | -0.000204 | 0 | 0.000229 | 0.00031 | 0.000421 | 0.000685 | 0.000795 | 0.000835 | 0.000994 | 0.001103 | 0.00117 | 0.001114 | 0.000954 | 0.000725 | 0.000443 | 0.000159
-0.005389 | -0.004151 | -0.003823 | -0.003526 | -0.003404 | -0.003321 | -0.003475 | -0.003508 | -0.003531 | -0.003575 | -0.003519 | -0.003286 | -0.003198 | -0.002871 | -0.002609 | -0.002325 | -0.002003 | -0.001824 | -0.001578 | -0.001319 | -0.001009 | -0.000626 | -0.000347 | -0.000136 | 0 | 0.000172 | 0.000272 | 0.000438 | 0.000701 | 0.000787 | 0.000912 | 0.001073 | 0.001166 | 0.001188 | 0.001179 | 0.00098 | 0.000804 | 0.000533 | 0.000313
-0.005285 | -0.004121 | -0.003782 | -0.003556 | -0.003479 | -0.00342 | -0.003563 | -0.003612 | -0.003632 | -0.003677 | -0.003608 | -0.003347 | -0.003163 | -0.002848 | -0.002584 | -0.002323 | -0.002 | -0.001792 | -0.001567 | -0.001298 | -0.001071 | -0.000665 | -0.000369 | -0.000165 | 0 | 0.000172 | 0.000266 | 0.000395 | 0.000653 | 0.000772 | 0.000854 | 0.001016 | 0.001151 | 0.001194 | 0.001167 | 0.000934 | 0.000736 | 0.000518 | 0.000256
-0.005272 | -0.00402 | -0.003673 | -0.003394 | -0.003287 | -0.003225 | -0.003414 | -0.003486 | -0.00349 | -0.003518 | -0.003497 | -0.003267 | -0.003123 | -0.002802 | -0.002527 | -0.002272 | -0.001992 | -0.001777 | -0.001581 | -0.00131 | -0.001026 | -0.000656 | -0.000369 | -0.000211 | 0 | 0.00021 | 0.000289 | 0.000371 | 0.000645 | 0.000767 | 0.000866 | 0.00102 | 0.001109 | 0.001182 | 0.001159 | 0.000956 | 0.000786 | 0.000559 | 0.000274
-0.005235 | -0.004034 | -0.003708 | -0.003452 | -0.003338 | -0.003263 | -0.003421 | -0.003429 | -0.003454 | -0.003481 | -0.003438 | -0.003209 | -0.003101 | -0.002822 | -0.00256 | -0.002292 | -0.002012 | -0.001783 | -0.001559 | -0.001297 | -0.001021 | -0.000636 | -0.000372 | -0.000155 | 0 | 0.000169 | 0.00025 | 0.000433 | 0.000664 | 0.000737 | 0.000905 | 0.001044 | 0.001153 | 0.00125 | 0.001166 | 0.001006 | 0.000837 | 0.000609 | 0.000346
-0.00524 | -0.004038 | -0.003705 | -0.003456 | -0.003395 | -0.003351 | -0.003481 | -0.003535 | -0.003548 | -0.003592 | -0.00352 | -0.003289 | -0.003119 | -0.00282 | -0.002553 | -0.00228 | -0.002012 | -0.001796 | -0.001578 | -0.001324 | -0.001041 | -0.00067 | -0.000424 | -0.000196 | 0 | 0.000185 | 0.00029 | 0.000425 | 0.000627 | 0.000742 | 0.000833 | 0.001023 | 0.001097 | 0.001168 | 0.001142 | 0.000981 | 0.000777 | 0.000566 | 0.000315
-0.005177 | -0.003925 | -0.003576 | -0.003302 | -0.003184 | -0.003128 | -0.00327 | -0.003277 | -0.003333 | -0.003352 | -0.00335 | -0.00317 | -0.003054 | -0.002727 | -0.002477 | -0.002226 | -0.001967 | -0.00174 | -0.00152 | -0.001278 | -0.001005 | -0.000633 | -0.00036 | -0.000177 | 0 | 0.000203 | 0.0003 | 0.000439 | 0.000643 | 0.000727 | 0.000866 | 0.001017 | 0.001097 | 0.001207 | 0.001134 | 0.000977 | 0.000788 | 0.000588 | 0.000325
-0.005166 | -0.003963 | -0.003622 | -0.003374 | -0.003287 | -0.003216 | -0.003334 | -0.003337 | -0.003369 | -0.003386 | -0.003324 | -0.003091 | -0.002989 | -0.002702 | -0.002477 | -0.002199 | -0.00194 | -0.001728 | -0.001489 | -0.001265 | -0.001024 | -0.000637 | -0.000382 | -0.000165 | 0 | 0.000178 | 0.000302 | 0.000438 | 0.00063 | 0.000725 | 0.000843 | 0.001037 | 0.001072 | 0.001159 | 0.001093 | 0.000936 | 0.00077 | 0.000515 | 0.000289
-0.005259 | -0.004005 | -0.003645 | -0.003364 | -0.00327 | -0.003228 | -0.003359 | -0.003383 | -0.003395 | -0.003412 | -0.003365 | -0.003168 | -0.002984 | -0.002702 | -0.002458 | -0.00218 | -0.001896 | -0.001724 | -0.001492 | -0.001242 | -0.001001 | -0.000654 | -0.000385 | -0.000197 | 0 | 0.000167 | 0.000247 | 0.00038 | 0.00057 | 0.000662 | 0.000761 | 0.000899 | 0.000988 | 0.001047 | 0.001015 | 0.000841 | 0.000656 | 0.000413 | 0.000168
-0.005083 | -0.003822 | -0.003453 | -0.003175 | -0.003047 | -0.003002 | -0.003077 | -0.00313 | -0.003155 | -0.00319 | -0.003173 | -0.003011 | -0.002895 | -0.002604 | -0.002397 | -0.002141 | -0.001848 | -0.001674 | -0.001451 | -0.001204 | -0.000975 | -0.000635 | -0.000361 | -0.000188 | 0 | 0.000182 | 0.000257 | 0.000402 | 0.000584 | 0.00068 | 0.000773 | 0.000898 | 0.000975 | 0.001026 | 0.000986 | 0.000817 | 0.00063 | 0.000421 | 0.000173
-0.005068 | -0.003851 | -0.003476 | -0.003228 | -0.003127 | -0.003054 | -0.003157 | -0.003176 | -0.003188 | -0.003226 | -0.003193 | -0.002973 | -0.002848 | -0.002583 | -0.002352 | -0.0021 | -0.001811 | -0.001628 | -0.001407 | -0.001169 | -0.000936 | -0.000594 | -0.000348 | -0.000149 | 0 | 0.000169 | 0.000267 | 0.00042 | 0.000574 | 0.000641 | 0.000722 | 0.000835 | 0.000896 | 0.000932 | 0.000898 | 0.000727 | 0.000543 | 0.000275 | 5.9e-05
-0.005098 | -0.003825 | -0.003419 | -0.003134 | -0.003014 | -0.002959 | -0.003064 | -0.003119 | -0.003118 | -0.003166 | -0.003143 | -0.002956 | -0.00282 | -0.002532 | -0.002323 | -0.002066 | -0.001779 | -0.001626 | -0.001396 | -0.001164 | -0.000945 | -0.000608 | -0.000363 | -0.000185 | 0 | 0.00016 | 0.000247 | 0.000369 | 0.00051 | 0.00061 | 0.000673 | 0.000777 | 0.000791 | 0.000824 | 0.000796 | 0.00062 | 0.000423 | 0.000189 | -6e-05
-0.004874 | -0.003665 | -0.00333 | -0.003094 | -0.002977 | -0.002919 | -0.003014 | -0.003066 | -0.00307 | -0.003098 | -0.003073 | -0.002891 | -0.00282 | -0.002532 | -0.002326 | -0.002075 | -0.001796 | -0.001627 | -0.001378 | -0.001197 | -0.000928 | -0.000595 | -0.000362 | -0.000144 | 0 | 0.000149 | 0.000274 | 0.000399 | 0.000533 | 0.000591 | 0.000674 | 0.000776 | 0.000786 | 0.000815 | 0.000752 | 0.000592 | 0.000385 | 0.000175 | -4.6e-05
-0.004735 | -0.003509 | -0.00314 | -0.002884 | -0.002796 | -0.00274 | -0.002862 | -0.002914 | -0.002933 | -0.002978 | -0.002982 | -0.002773 | -0.002683 | -0.002409 | -0.002196 | -0.001964 | -0.001733 | -0.001567 | -0.001371 | -0.001143 | -0.000908 | -0.000604 | -0.000394 | -0.000192 | 0 | 0.000118 | 0.000211 | 0.000332 | 0.000453 | 0.000529 | 0.000572 | 0.000656 | 0.000666 | 0.000677 | 0.000623 | 0.000449 | 0.00027 | 1.8e-05 | -0.000195
-0.004865 | -0.003613 | -0.003231 | -0.00296 | -0.002822 | -0.002768 | -0.002861 | -0.002897 | -0.002914 | -0.002966 | -0.002961 | -0.002777 | -0.002687 | -0.00241 | -0.002204 | -0.001959 | -0.001715 | -0.001553 | -0.001354 | -0.001143 | -0.000861 | -0.000563 | -0.000321 | -0.000171 | 0 | 0.000156 | 0.000222 | 0.000301 | 0.000452 | 0.000503 | 0.000538 | 0.000657 | 0.000639 | 0.000633 | 0.00058 | 0.000398 | 0.000228 | 2.8e-05 | -0.000228
-0.005038 | -0.003785 | -0.003415 | -0.003129 | -0.00299 | -0.002927 | -0.002997 | -0.003005 | -0.003021 | -0.003037 | -0.003021 | -0.002807 | -0.002732 | -0.002459 | -0.002245 | -0.001997 | -0.00172 | -0.001575 | -0.001363 | -0.00115 | -0.000903 | -0.000587 | -0.00033 | -0.000138 | 0 | 0.000148 | 0.000273 | 0.000384 | 0.000519 | 0.000593 | 0.000644 | 0.00075 | 0.00073 | 0.000739 | 0.000671 | 0.000514 | 0.000314 | 8.8e-05 | -0.000135
-0.005221 | -0.003998 | -0.003611 | -0.003341 | -0.003233 | -0.003162 | -0.003255 | -0.003308 | -0.00332 | -0.00337 | -0.003321 | -0.003124 | -0.002972 | -0.002641 | -0.00238 | -0.002117 | -0.001809 | -0.001604 | -0.001362 | -0.001105 | -0.000852 | -0.000548 | -0.000317 | -0.000141 | 0 | 0.00014 | 0.000196 | 0.000311 | 0.000423 | 0.000498 | 0.00052 | 0.000598 | 0.000549 | 0.000561 | 0.000479 | 0.000313 | 0.000137 | -9.1e-05 | -0.000343
-0.004871 | -0.003738 | -0.003432 | -0.003144 | -0.003023 | -0.002972 | -0.003034 | -0.003078 | -0.003134 | -0.003174 | -0.003155 | -0.002984 | -0.002868 | -0.002563 | -0.002298 | -0.002027 | -0.001797 | -0.001589 | -0.001341 | -0.001088 | -0.000804 | -0.000531 | -0.0003 | -0.00014 | 0 | 0.000106 | 0.000185 | 0.000292 | 0.000425 | 0.000464 | 0.000501 | 0.000566 | 0.000546 | 0.00054 | 0.000465 | 0.000295 | 0.000134 | -0.000107 | -0.000317
-0.004823 | -0.003676 | -0.003342 | -0.003123 | -0.003025 | -0.002962 | -0.00303 | -0.003081 | -0.003157 | -0.003222 | -0.003191 | -0.003004 | -0.002867 | -0.002573 | -0.002325 | -0.002047 | -0.00178 | -0.001574 | -0.001324 | -0.001042 | -0.000815 | -0.000519 | -0.000298 | -0.000142 | 0 | 7.2e-05 | 0.000168 | 0.000246 | 0.000336 | 0.000391 | 0.000471 | 0.000516 | 0.000493 | 0.000481 | 0.000392 | 0.000236 | 0.000105 | -0.00012 | -0.000336
-0.004721 | -0.003585 | -0.003273 | -0.003054 | -0.002923 | -0.002903 | -0.002999 | -0.003028 | -0.003068 | -0.003125 | -0.003136 | -0.002953 | -0.002804 | -0.00247 | -0.002237 | -0.001967 | -0.00169 | -0.001521 | -0.001266 | -0.000992 | -0.000727 | -0.000486 | -0.000256 | -0.000125 | 0 | 0.000124 | 0.00017 | 0.000276 | 0.000374 | 0.00045 | 0.000476 | 0.000542 | 0.000512 | 0.000508 | 0.00045 | 0.000329 | 0.000147 | -8e-05 | -0.000304
-0.004817 | -0.003693 | -0.003397 | -0.003159 | -0.003031 | -0.002989 | -0.003078 | -0.00312 | -0.003184 | -0.003259 | -0.003246 | -0.003066 | -0.00298 | -0.002659 | -0.002399 | -0.002096 | -0.001835 | -0.001619 | -0.001338 | -0.00107 | -0.000812 | -0.000498 | -0.000299 | -0.000138 | 0 | 0.000103 | 0.000177 | 0.000246 | 0.000357 | 0.000405 | 0.000431 | 0.000545 | 0.00053 | 0.000531 | 0.00044 | 0.000303 | 0.000172 | -4.8e-05 | -0.00024
-0.004754 | -0.003664 | -0.003384 | -0.003174 | -0.003093 | -0.003069 | -0.003163 | -0.003197 | -0.003222 | -0.003288 | -0.003281 | -0.003087 | -0.002952 | -0.002615 | -0.002341 | -0.002063 | -0.001791 | -0.001597 | -0.001335 | -0.001053 | -0.000814 | -0.000513 | -0.000314 | -0.000161 | 0 | 0.00012 | 0.000197 | 0.000298 | 0.000426 | 0.000481 | 0.000562 | 0.000609 | 0.000629 | 0.000631 | 0.000579 | 0.000438 | 0.000295 | 5.3e-05 | -0.000145
-0.004742 | -0.003645 | -0.003345 | -0.003116 | -0.002992 | -0.002944 | -0.003041 | -0.003064 | -0.003138 | -0.003196 | -0.003193 | -0.003017 | -0.002901 | -0.002572 | -0.002302 | -0.002037 | -0.001777 | -0.001584 | -0.001331 | -0.001045 | -0.000799 | -0.000524 | -0.000309 | -0.000139 | 0 | 0.000134 | 0.000176 | 0.00029 | 0.000418 | 0.000491 | 0.000514 | 0.000645 | 0.000636 | 0.00063 | 0.000599 | 0.000483 | 0.000345 | 0.000104 | -8.1e-05
-0.004906 | -0.003799 | -0.003505 | -0.003292 | -0.003192 | -0.003146 | -0.003231 | -0.003249 | -0.00332 | -0.003383 | -0.003389 | -0.003169 | -0.003043 | -0.002707 | -0.002415 | -0.002099 | -0.001826 | -0.001601 | -0.001343 | -0.001058 | -0.000811 | -0.0005 | -0.000306 | -0.000161 | 0 | 8.7e-05 | 0.000204 | 0.000282 | 0.000394 | 0.000484 | 0.000555 | 0.000675 | 0.000693 | 0.000684 | 0.000635 | 0.000487 | 0.000347 | 0.000173 | -4e-06
-0.004976 | -0.003873 | -0.003566 | -0.003339 | -0.003241 | -0.003197 | -0.00331 | -0.003325 | -0.003396 | -0.003436 | -0.003424 | -0.003229 | -0.003124 | -0.002773 | -0.002522 | -0.002202 | -0.001862 | -0.001646 | -0.001367 | -0.001086 | -0.000842 | -0.000562 | -0.000327 | -0.00015 | 0 | 0.00015 | 0.000226 | 0.000334 | 0.00048 | 0.000556 | 0.000613 | 0.000757 | 0.000762 | 0.000782 | 0.000732 | 0.000573 | 0.000462 | 0.000252 | 6.7e-05
-0.004926 | -0.003838 | -0.00357 | -0.003327 | -0.003212 | -0.003142 | -0.003225 | -0.003253 | -0.003306 | -0.003356 | -0.003364 | -0.003195 | -0.00307 | -0.002733 | -0.00246 | -0.002138 | -0.001874 | -0.001659 | -0.001402 | -0.001108 | -0.000838 | -0.000579 | -0.000345 | -0.000154 | 0 | 0.000131 | 0.000252 | 0.000374 | 0.000514 | 0.000576 | 0.000682 | 0.000803 | 0.000832 | 0.000856 | 0.000799 | 0.00065 | 0.000539 | 0.000336 | 0.000166
-0.004944 | -0.003863 | -0.003638 | -0.003436 | -0.003354 | -0.003287 | -0.003344 | -0.003384 | -0.003438 | -0.003478 | -0.003445 | -0.003205 | -0.003012 | -0.002711 | -0.002438 | -0.002139 | -0.001888 | -0.001689 | -0.001432 | -0.001151 | -0.000872 | -0.000573 | -0.000363 | -0.000159 | 0 | 0.000131 | 0.000259 | 0.000381 | 0.000517 | 0.000622 | 0.000686 | 0.000804 | 0.000867 | 0.000872 | 0.000849 | 0.000708 | 0.000581 | 0.00038 | 0.000219
-0.004966 | -0.003848 | -0.003618 | -0.003383 | -0.00327 | -0.00322 | -0.003295 | -0.003323 | -0.00335 | -0.003373 | -0.003358 | -0.003164 | -0.003042 | -0.002693 | -0.002431 | -0.002142 | -0.001868 | -0.001659 | -0.001416 | -0.001127 | -0.000859 | -0.000579 | -0.000335 | -0.000153 | 0 | 0.000167 | 0.000277 | 0.000409 | 0.000567 | 0.000666 | 0.000739 | 0.00087 | 0.000913 | 0.00094 | 0.000949 | 0.000814 | 0.000686 | 0.000445 | 0.000254
-0.005082 | -0.004006 | -0.003731 | -0.003469 | -0.003316 | -0.003236 | -0.003315 | -0.003326 | -0.003397 | -0.003433 | -0.003419 | -0.003228 | -0.003126 | -0.002825 | -0.002531 | -0.002264 | -0.002028 | -0.0018 | -0.001497 | -0.001232 | -0.000945 | -0.000633 | -0.000396 | -0.000184 | 0 | 0.000138 | 0.000285 | 0.000429 | 0.000583 | 0.000709 | 0.000768 | 0.000917 | 0.000971 | 0.001001 | 0.000976 | 0.00085 | 0.000716 | 0.000528 | 0.000358
-0.005171 | -0.004086 | -0.003771 | -0.003546 | -0.003445 | -0.003391 | -0.003456 | -0.003484 | -0.003541 | -0.00358 | -0.00353 | -0.003318 | -0.003169 | -0.002848 | -0.002582 | -0.002282 | -0.001965 | -0.001746 | -0.001465 | -0.001172 | -0.00091 | -0.000611 | -0.000377 | -0.000175 | 0 | 0.00016 | 0.000253 | 0.000395 | 0.00055 | 0.000655 | 0.000763 | 0.000894 | 0.000952 | 0.001021 | 0.000952 | 0.000854 | 0.000725 | 0.000536 | 0.000345
-0.005213 | -0.004068 | -0.00373 | -0.003493 | -0.003339 | -0.003278 | -0.003375 | -0.003385 | -0.003445 | -0.003486 | -0.003481 | -0.003308 | -0.003173 | -0.002845 | -0.002574 | -0.002291 | -0.001973 | -0.001761 | -0.001483 | -0.001207 | -0.000921 | -0.000637 | -0.000382 | -0.000185 | 0 | 0.000118 | 0.000251 | 0.000393 | 0.000539 | 0.000658 | 0.00072 | 0.000896 | 0.000932 | 0.001016 | 0.000971 | 0.000847 | 0.000734 | 0.000554 | 0.000358
-0.005177 | -0.004092 | -0.003804 | -0.003561 | -0.003447 | -0.003371 | -0.003408 | -0.003412 | -0.003459 | -0.003474 | -0.003455 | -0.003245 | -0.003134 | -0.002819 | -0.002551 | -0.002254 | -0.001982 | -0.001757 | -0.001488 | -0.001198 | -0.000926 | -0.000611 | -0.000371 | -0.000177 | 0 | 0.000158 | 0.000305 | 0.000427 | 0.000605 | 0.000698 | 0.000832 | 0.001 | 0.001022 | 0.001097 | 0.001092 | 0.000959 | 0.000841 | 0.000649 | 0.000476
-0.005248 | -0.004125 | -0.0038 | -0.003591 | -0.00348 | -0.003436 | -0.003508 | -0.003554 | -0.003594 | -0.003635 | -0.003601 | -0.003389 | -0.003208 | -0.002865 | -0.002606 | -0.002305 | -0.002006 | -0.001787 | -0.001499 | -0.001207 | -0.000922 | -0.000628 | -0.000366 | -0.000163 | 0 | 0.000167 | 0.000302 | 0.000418 | 0.000603 | 0.000742 | 0.000822 | 0.000995 | 0.001038 | 0.001084 | 0.001092 | 0.000967 | 0.000867 | 0.000682 | 0.000513
-0.005295 | -0.004175 | -0.003867 | -0.003587 | -0.003441 | -0.003381 | -0.003458 | -0.003464 | -0.003528 | -0.003558 | -0.003548 | -0.003357 | -0.003235 | -0.002936 | -0.002638 | -0.002359 | -0.002049 | -0.001837 | -0.001552 | -0.001265 | -0.000967 | -0.000677 | -0.000406 | -0.000181 | 0 | 0.000155 | 0.000269 | 0.000436 | 0.000622 | 0.000744 | 0.000846 | 0.000996 | 0.001077 | 0.001124 | 0.001132 | 0.000996 | 0.000891 | 0.000717 | 0.000555
-0.005253 | -0.004148 | -0.003861 | -0.003624 | -0.003499 | -0.003424 | -0.003488 | -0.003499 | -0.00352 | -0.00356 | -0.003526 | -0.003296 | -0.003156 | -0.002845 | -0.002585 | -0.002296 | -0.002014 | -0.00178 | -0.001526 | -0.001214 | -0.000938 | -0.000643 | -0.000376 | -0.000182 | 0 | 0.000154 | 0.000272 | 0.000446 | 0.000619 | 0.000755 | 0.000843 | 0.001042 | 0.00111 | 0.001162 | 0.001148 | 0.001044 | 0.000942 | 0.000786 | 0.000607
-0.005106 | -0.00401 | -0.003721 | -0.003508 | -0.003395 | -0.00333 | -0.003428 | -0.003465 | -0.003526 | -0.003575 | -0.003562 | -0.003343 | -0.003219 | -0.002877 | -0.002603 | -0.002329 | -0.002054 | -0.001835 | -0.001563 | -0.001243 | -0.000959 | -0.000658 | -0.000393 | -0.000192 | 0 | 0.000197 | 0.000326 | 0.00048 | 0.000679 | 0.000777 | 0.0009 | 0.001072 | 0.001149 | 0.00122 | 0.001209 | 0.001088 | 0.001021 | 0.000836 | 0.000651
-0.005357 | -0.004249 | -0.003941 | -0.003688 | -0.003541 | -0.003459 | -0.003518 | -0.003544 | -0.003573 | -0.003615 | -0.003581 | -0.003378 | -0.003248 | -0.002927 | -0.002643 | -0.002367 | -0.002081 | -0.001834 | -0.001539 | -0.001247 | -0.000976 | -0.000651 | -0.000366 | -0.000172 | 0 | 0.000189 | 0.000361 | 0.000494 | 0.000718 | 0.000813 | 0.000943 | 0.001109 | 0.001226 | 0.001294 | 0.001259 | 0.001161 | 0.001059 | 0.000906 | 0.000725
-0.005511 | -0.004393 | -0.004094 | -0.003875 | -0.003751 | -0.003654 | -0.003729 | -0.003763 | -0.003798 | -0.003821 | -0.003762 | -0.003515 | -0.00336 | -0.003042 | -0.002752 | -0.002455 | -0.002145 | -0.00189 | -0.001612 | -0.001311 | -0.001039 | -0.000713 | -0.000454 | -0.000191 | 0 | 0.000177 | 0.000333 | 0.000485 | 0.000716 | 0.000834 | 0.000953 | 0.001151 | 0.001243 | 0.00131 | 0.00133 | 0.001235 | 0.001108 | 0.000949 | 0.000769
-0.00551 | -0.00435 | -0.00404 | -0.003766 | -0.003625 | -0.003548 | -0.003666 | -0.003677 | -0.00372 | -0.003725 | -0.003703 | -0.00349 | -0.003336 | -0.002993 | -0.002727 | -0.00243 | -0.002118 | -0.00188 | -0.00162 | -0.001304 | -0.001024 | -0.000737 | -0.000432 | -0.000219 | 0 | 0.000187 | 0.000346 | 0.000506 | 0.000691 | 0.000863 | 0.000945 | 0.00116 | 0.001258 | 0.001328 | 0.001343 | 0.001194 | 0.001114 | 0.000961 | 0.000777
-0.005536 | -0.004417 | -0.004113 | -0.003864 | -0.003728 | -0.003639 | -0.003697 | -0.00371 | -0.003728 | -0.003753 | -0.003728 | -0.003493 | -0.003367 | -0.003045 | -0.002762 | -0.002464 | -0.00215 | -0.001873 | -0.001621 | -0.001309 | -0.001014 | -0.000684 | -0.00042 | -0.000149 | 0 | 0.000175 | 0.000338 | 0.000491 | 0.00074 | 0.000838 | 0.000956 | 0.001186 | 0.001279 | 0.001347 | 0.001371 | 0.001236 | 0.001129 | 0.000976 | 0.000821
-0.005594 | -0.004453 | -0.004119 | -0.003887 | -0.003756 | -0.003684 | -0.003756 | -0.003786 | -0.003804 | -0.003831 | -0.003775 | -0.003524 | -0.003343 | -0.003036 | -0.002762 | -0.002461 | -0.00216 | -0.001925 | -0.001657 | -0.00134 | -0.001066 | -0.000736 | -0.00044 | -0.00021 | 0 | 0.000187 | 0.000344 | 0.000529 | 0.000701 | 0.000879 | 0.00101 | 0.001169 | 0.001277 | 0.001369 | 0.001412 | 0.001279 | 0.001192 | 0.000997 | 0.000823
-0.005635 | -0.004448 | -0.004117 | -0.003833 | -0.003673 | -0.003568 | -0.003662 | -0.003684 | -0.003704 | -0.003732 | -0.003709 | -0.003479 | -0.003326 | -0.002998 | -0.002743 | -0.002441 | -0.002139 | -0.001886 | -0.001598 | -0.001329 | -0.001052 | -0.000723 | -0.000442 | -0.000206 | 0 | 0.000184 | 0.000352 | 0.000513 | 0.000721 | 0.000865 | 0.000957 | 0.001163 | 0.001245 | 0.001374 | 0.001388 | 0.00127 | 0.001176 | 0.001004 | 0.00082
-0.005696 | -0.004507 | -0.004174 | -0.003922 | -0.003745 | -0.003657 | -0.003727 | -0.003744 | -0.00378 | -0.003787 | -0.003721 | -0.003458 | -0.003316 | -0.003007 | -0.002732 | -0.002447 | -0.002141 | -0.001871 | -0.001618 | -0.001319 | -0.001003 | -0.000708 | -0.00042 | -0.000187 | 0 | 0.000216 | 0.000328 | 0.000508 | 0.000727 | 0.000846 | 0.000948 | 0.001158 | 0.001252 | 0.001348 | 0.001386 | 0.001261 | 0.001167 | 0.000994 | 0.000805
-0.005858 | -0.004617 | -0.004243 | -0.004002 | -0.003825 | -0.00373 | -0.003823 | -0.003849 | -0.003853 | -0.003859 | -0.003814 | -0.00354 | -0.003375 | -0.003037 | -0.002767 | -0.002508 | -0.00223 | -0.001924 | -0.001659 | -0.001384 | -0.00111 | -0.000771 | -0.000477 | -0.000223 | 0 | 0.000166 | 0.000333 | 0.000485 | 0.000714 | 0.000839 | 0.00092 | 0.001085 | 0.001217 | 0.00128 | 0.001333 | 0.001233 | 0.001132 | 0.000903 | 0.000728
-0.005921 | -0.004633 | -0.00425 | -0.003975 | -0.003767 | -0.003655 | -0.003752 | -0.003755 | -0.003774 | -0.003767 | -0.00371 | -0.003471 | -0.003306 | -0.002998 | -0.002735 | -0.002451 | -0.002134 | -0.001876 | -0.001571 | -0.001319 | -0.001041 | -0.000717 | -0.000388 | -0.000161 | 0 | 0.000187 | 0.000345 | 0.000522 | 0.000719 | 0.000813 | 0.000941 | 0.001103 | 0.001171 | 0.001306 | 0.001314 | 0.001177 | 0.001095 | 0.000882 | 0.000696
-0.006214 | -0.004886 | -0.00449 | -0.004176 | -0.003987 | -0.003886 | -0.003943 | -0.003925 | -0.003939 | -0.003889 | -0.003826 | -0.003533 | -0.00335 | -0.003052 | -0.002775 | -0.002503 | -0.002182 | -0.001896 | -0.001614 | -0.001313 | -0.00105 | -0.000715 | -0.000428 | -0.000165 | 0 | 0.00021 | 0.000329 | 0.000483 | 0.000687 | 0.00078 | 0.000947 | 0.001077 | 0.001144 | 0.001258 | 0.001262 | 0.001135 | 0.001018 | 0.000801 | 0.000626
-0.006392 | -0.004979 | -0.004561 | -0.004226 | -0.004028 | -0.0039 | -0.003959 | -0.003927 | -0.003955 | -0.003882 | -0.003818 | -0.003521 | -0.003336 | -0.003014 | -0.002758 | -0.002489 | -0.00217 | -0.001881 | -0.001617 | -0.001327 | -0.001079 | -0.000752 | -0.000442 | -0.00022 | 0 | 0.000202 | 0.000327 | 0.000495 | 0.000692 | 0.000754 | 0.00082 | 0.000996 | 0.001072 | 0.001171 | 0.001181 | 0.001032 | 0.000938 | 0.000712 | 0.000532
-0.006273 | -0.004858 | -0.004418 | -0.004083 | -0.003885 | -0.003729 | -0.003793 | -0.00376 | -0.003797 | -0.003768 | -0.003671 | -0.003396 | -0.00322 | -0.00293 | -0.002662 | -0.002375 | -0.002103 | -0.001833 | -0.001534 | -0.001288 | -0.001004 | -0.000689 | -0.000377 | -0.00016 | 0 | 0.000213 | 0.000357 | 0.000491 | 0.000662 | 0.000759 | 0.000842 | 0.000983 | 0.001002 | 0.001143 | 0.001119 | 0.000981 | 0.000843 | 0.000633 | 0.000462
-0.006268 | -0.004874 | -0.004434 | -0.004121 | -0.003851 | -0.003725 | -0.003801 | -0.003804 | -0.003799 | -0.003763 | -0.003687 | -0.003381 | -0.003185 | -0.002915 | -0.002661 | -0.002393 | -0.002094 | -0.001807 | -0.001528 | -0.001295 | -0.001027 | -0.000702 | -0.000397 | -0.00022 | 0 | 0.0002 | 0.000306 | 0.000445 | 0.000578 | 0.000677 | 0.000763 | 0.000851 | 0.00092 | 0.001006 | 0.000997 | 0.000861 | 0.000719 | 0.000473 | 0.000331
-0.005968 | -0.004547 | -0.004112 | -0.003775 | -0.00354 | -0.003392 | -0.003476 | -0.003526 | -0.003568 | -0.003541 | -0.003509 | -0.003226 | -0.003108 | -0.002777 | -0.002552 | -0.002297 | -0.002058 | -0.00177 | -0.001512 | -0.001242 | -0.000996 | -0.000705 | -0.000347 | -0.00021 | 0 | 0.000207 | 0.000224 | 0.000358 | 0.000507 | 0.000572 | 0.000604 | 0.000761 | 0.000743 | 0.0008 | 0.00079 | 0.00062 | 0.000511 | 0.000355 | 0.000157
-0.005945 | -0.004586 | -0.004159 | -0.003837 | -0.003593 | -0.003472 | -0.003543 | -0.00355 | -0.003584 | -0.003556 | -0.003491 | -0.003209 | -0.003097 | -0.00277 | -0.002541 | -0.002273 | -0.002004 | -0.001733 | -0.001462 | -0.00123 | -0.000953 | -0.000664 | -0.000332 | -0.000116 | 0 | 0.00016 | 0.000267 | 0.000427 | 0.000587 | 0.000596 | 0.000598 | 0.000797 | 0.000771 | 0.000795 | 0.000787 | 0.000595 | 0.000473 | 0.000305 | 0.000115
-0.006056 | -0.004684 | -0.004233 | -0.003909 | -0.003689 | -0.003523 | -0.003633 | -0.00369 | -0.003706 | -0.003686 | -0.003601 | -0.003291 | -0.003142 | -0.002847 | -0.002598 | -0.002334 | -0.002108 | -0.001773 | -0.001534 | -0.001291 | -0.001044 | -0.00071 | -0.000423 | -0.000192 | 0 | 0.000158 | 0.000247 | 0.00035 | 0.000491 | 0.000544 | 0.000611 | 0.000717 | 0.000646 | 0.000722 | 0.000705 | 0.000548 | 0.000402 | 0.00019 | 1.1e-05
-0.006315 | -0.004873 | -0.004419 | -0.004059 | -0.003799 | -0.003631 | -0.003772 | -0.003761 | -0.003812 | -0.003773 | -0.003746 | -0.003382 | -0.00325 | -0.002898 | -0.002645 | -0.00236 | -0.002094 | -0.001814 | -0.001582 | -0.001274 | -0.001021 | -0.000745 | -0.000392 | -0.000195 | 0 | 0.000127 | 0.00025 | 0.000333 | 0.000447 | 0.000504 | 0.000564 | 0.000642 | 0.000606 | 0.000681 | 0.000666 | 0.000429 | 0.000323 | 0.000122 | -3.3e-05
-0.006462 | -0.005043 | -0.004601 | -0.004221 | -0.003958 | -0.003775 | -0.003862 | -0.003922 | -0.003972 | -0.003896 | -0.00387 | -0.003519 | -0.003382 | -0.003053 | -0.00278 | -0.002515 | -0.00223 | -0.001911 | -0.001675 | -0.001379 | -0.001111 | -0.000713 | -0.000423 | -0.000237 | 0 | 0.000112 | 0.000209 | 0.000391 | 0.000569 | 0.000579 | 0.000622 | 0.0007 | 0.000653 | 0.000714 | 0.00072 | 0.00049 | 0.000382 | 0.000202 | 1e-06
-0.006712 | -0.005229 | -0.004755 | -0.004389 | -0.004096 | -0.00396 | -0.004046 | -0.004102 | -0.004143 | -0.00405 | -0.00397 | -0.0036 | -0.003392 | -0.003071 | -0.002773 | -0.002526 | -0.002238 | -0.001918 | -0.00164 | -0.001363 | -0.001082 | -0.000798 | -0.000468 | -0.000253 | 0 | 0.000125 | 0.000234 | 0.000359 | 0.000507 | 0.000538 | 0.000661 | 0.000759 | 0.000609 | 0.000687 | 0.00071 | 0.000513 | 0.000391 | 0.000206 | 4e-06

## ACS214_CC_tcarray
-0.015546 | -0.01102 | -0.008681 | -0.005602 | -0.006255 | -0.006673 | -0.00652 | -0.007639 | -0.008008 | -0.007558 | -0.007768 | -0.005729 | -0.003525 | -0.00294 | -0.000941 | -0.00135 | -0.002264 | -0.00265 | -0.001492 | -0.000671 | -0.000866 | 0.000431 | -0.000398 | -0.000212 | 0 | -0.00017 | -0.000604 | -0.001897 | -0.002158 | -0.004185 | -0.004603 | -0.006166 | -0.005287 | -0.005155 | -0.006841 | -0.008786 | -0.00862 | -0.009919 | -0.00889
-0.013672 | -0.009752 | -0.006847 | -0.004128 | -0.003913 | -0.004369 | -0.003903 | -0.003858 | -0.004419 | -0.004751 | -0.004979 | -0.00423 | -0.003764 | -0.002627 | -0.001418 | -0.001416 | -0.001827 | -0.00203 | -0.002344 | -0.000729 | -6.5e-05 | 0.000297 | -0.000529 | -0.000428 | 0 | 0.000114 | -0.000888 | -0.000814 | -0.000843 | -0.001829 | -0.002156 | -0.00406 | -0.002973 | -0.004139 | -0.00412 | -0.005854 | -0.005775 | -0.006858 | -0.007376
-0.014838 | -0.011282 | -0.009315 | -0.007162 | -0.007842 | -0.007945 | -0.007186 | -0.007888 | -0.007915 | -0.007304 | -0.006712 | -0.005557 | -0.004532 | -0.003341 | -0.002264 | -0.002091 | -0.002511 | -0.002566 | -0.001559 | -0.001753 | -0.000713 | -6.6e-05 | -0.000149 | 0.000539 | 0 | -0.000182 | -0.000145 | -0.000803 | -0.000743 | -0.002136 | -0.00273 | -0.003377 | -0.002789 | -0.002765 | -0.00426 | -0.005205 | -0.006553 | -0.006741 | -0.007168
-0.014181 | -0.010224 | -0.007784 | -0.006139 | -0.006455 | -0.006117 | -0.006424 | -0.006135 | -0.00646 | -0.006825 | -0.006943 | -0.005739 | -0.003682 | -0.003141 | -0.002543 | -0.00183 | -0.002472 | -0.002401 | -0.002414 | -0.001189 | -0.000332 | 0.00048 | -0.001081 | -0.000639 | 0 | -7.7e-05 | -0.001477 | -0.001334 | -0.000831 | -0.001802 | -0.00219 | -0.003579 | -0.002492 | -0.003311 | -0.00386 | -0.00479 | -0.004844 | -0.006005 | -0.006387
-0.012524 | -0.008879 | -0.00719 | -0.00512 | -0.005049 | -0.005057 | -0.004227 | -0.004692 | -0.004633 | -0.004567 | -0.004539 | -0.00413 | -0.003966 | -0.003297 | -0.001695 | -0.001714 | -0.001652 | -0.001639 | -0.000989 | -0.00032 | -0.000156 | 0.000367 | 0.000376 | 0.000114 | 0 | 0.000168 | 0.000227 | 0.000222 | -0.000426 | -0.000555 | -0.00094 | -0.001342 | -0.001778 | -0.002293 | -0.002435 | -0.004176 | -0.004063 | -0.005046 | -0.005293
-0.012055 | -0.009292 | -0.00793 | -0.006628 | -0.006959 | -0.006636 | -0.00653 | -0.006577 | -0.006908 | -0.006619 | -0.006006 | -0.004745 | -0.00356 | -0.002816 | -0.002103 | -0.001753 | -0.001954 | -0.001778 | -0.001148 | -0.001346 | -0.000633 | -0.000344 | -0.000455 | -0.00047 | 0 | -0.000534 | -0.00063 | -0.000767 | -0.000906 | -0.001435 | -0.001757 | -0.002268 | -0.001987 | -0.002313 | -0.00349 | -0.00386 | -0.004389 | -0.005439 | -0.005607
-0.010745 | -0.007574 | -0.005633 | -0.004363 | -0.00483 | -0.00445 | -0.004445 | -0.0046 | -0.004355 | -0.004228 | -0.004338 | -0.003871 | -0.002916 | -0.002362 | -0.001244 | -0.001023 | -0.001063 | -0.000928 | -0.000933 | 0.000177 | 0.00026 | 0.000653 | -0.000425 | 7.6e-05 | 0 | 8.1e-05 | -0.000374 | -0.000521 | -0.000125 | -0.000737 | -0.000903 | -0.001305 | -0.001081 | -0.001783 | -0.001924 | -0.002558 | -0.003032 | -0.004163 | -0.005003
-0.009225 | -0.006859 | -0.006022 | -0.005029 | -0.00484 | -0.004784 | -0.004131 | -0.003932 | -0.004153 | -0.003513 | -0.003403 | -0.002528 | -0.002307 | -0.00188 | -0.001159 | -0.000679 | -0.000668 | -0.000344 | -8.5e-05 | 5.4e-05 | 0.000548 | 0.00063 | 0.00035 | 0.000191 | 0 | -5.5e-05 | 3.2e-05 | 5e-05 | 3e-06 | -0.000312 | -0.000111 | -0.000662 | -0.001106 | -0.001041 | -0.00174 | -0.002949 | -0.003049 | -0.003844 | -0.004442
-0.008273 | -0.006105 | -0.005132 | -0.00468 | -0.005044 | -0.005126 | -0.004881 | -0.004238 | -0.004319 | -0.003902 | -0.003646 | -0.002662 | -0.001852 | -0.001108 | -0.000471 | -0.000212 | 2.4e-05 | 0.000266 | 0.000611 | 0.00071 | 0.000588 | 0.000695 | 0.000139 | 0.000107 | 0 | 0.00021 | -1e-05 | -0.000101 | -7.9e-05 | -0.000641 | -0.000821 | -0.001082 | -0.000782 | -0.001242 | -0.001794 | -0.002626 | -0.002836 | -0.00418 | -0.004676
-0.007422 | -0.005303 | -0.004099 | -0.003313 | -0.003495 | -0.003062 | -0.003022 | -0.002398 | -0.002047 | -0.001971 | -0.00203 | -0.001997 | -0.001917 | -0.001309 | -0.00047 | -0.000376 | -6.4e-05 | 0.000281 | 0.000258 | 0.000826 | 0.000874 | 0.000822 | 0.000254 | 0.000128 | 0 | -0.000117 | -0.000368 | -0.00014 | -0.000128 | -4.9e-05 | -0.000228 | -0.000488 | -0.000535 | -0.00097 | -0.001295 | -0.001938 | -0.002756 | -0.00352 | -0.00417
-0.006303 | -0.004903 | -0.004525 | -0.00442 | -0.004733 | -0.004473 | -0.003723 | -0.003553 | -0.003249 | -0.002471 | -0.001913 | -0.001346 | -0.00117 | -0.00073 | -0.000459 | 0.000387 | 0.000495 | 0.000757 | 0.00122 | 0.001158 | 0.000861 | 0.000817 | 0.000484 | 0.000135 | 0 | -0.000107 | -1.7e-05 | 6.4e-05 | -0.00011 | -0.000183 | -0.000165 | -0.000499 | -0.000509 | -0.001009 | -0.001539 | -0.00226 | -0.002585 | -0.003524 | -0.00418
-0.005485 | -0.003672 | -0.003068 | -0.002974 | -0.003288 | -0.003356 | -0.003031 | -0.002626 | -0.002219 | -0.001838 | -0.001663 | -0.00148 | -0.000794 | -0.000291 | 0.000298 | 0.000569 | 0.001056 | 0.001425 | 0.001364 | 0.001495 | 0.001487 | 0.000998 | 0.000345 | 0.000389 | 0 | 0.000189 | -0.000241 | -0.000135 | -0.000144 | -0.000327 | -0.000498 | -0.000407 | -0.000253 | -0.000473 | -0.001094 | -0.001979 | -0.002548 | -0.003536 | -0.004326
-0.004368 | -0.002957 | -0.002643 | -0.002482 | -0.002852 | -0.002229 | -0.001664 | -0.001129 | -0.000791 | -0.000231 | -0.000232 | -0.000414 | -0.000626 | -0.000485 | 0.000138 | 0.000679 | 0.000828 | 0.001517 | 0.001361 | 0.001614 | 0.00135 | 0.001046 | 0.00034 | -5.8e-05 | 0 | -0.000424 | -0.000284 | -0.000249 | -3e-05 | -2.4e-05 | 0.000136 | -0.000208 | -0.000351 | -0.000738 | -0.001036 | -0.001747 | -0.002196 | -0.003389 | -0.004015
-0.003568 | -0.002587 | -0.002405 | -0.002993 | -0.003482 | -0.003377 | -0.00275 | -0.002596 | -0.001908 | -0.000958 | -0.000531 | -0.000228 | -9.2e-05 | 0.000425 | 0.000732 | 0.001115 | 0.00172 | 0.001965 | 0.00224 | 0.001886 | 0.001581 | 0.00117 | 0.000749 | 0.000338 | 0 | 1.5e-05 | -0.000138 | 3.8e-05 | -6.3e-05 | -0.000113 | -8.2e-05 | -0.000193 | -0.000169 | -0.000533 | -0.001333 | -0.002049 | -0.002572 | -0.003461 | -0.004255
-0.002882 | -0.001487 | -0.001254 | -0.001571 | -0.002008 | -0.001706 | -0.001435 | -0.000808 | -0.00025 | 0.0002 | 0.000104 | -0.000153 | 0.000143 | 0.000375 | 0.000932 | 0.001428 | 0.001895 | 0.002307 | 0.002136 | 0.002269 | 0.001727 | 0.00137 | 0.000705 | 0.000201 | 0 | 4e-05 | -0.000152 | -0.000366 | 6e-06 | -7.8e-05 | -0.000144 | -0.000106 | 6.2e-05 | -0.000434 | -0.000896 | -0.001494 | -0.002297 | -0.003337 | -0.004164
-0.00192 | -0.001114 | -0.001423 | -0.001807 | -0.002255 | -0.001882 | -0.000984 | -0.000652 | 4.2e-05 | 0.000884 | 0.001065 | 0.000923 | 0.000336 | 0.000428 | 0.000918 | 0.001423 | 0.001831 | 0.002481 | 0.002614 | 0.002299 | 0.001901 | 0.001439 | 0.000839 | 0.000443 | 0 | -0.000286 | -0.00015 | -7.8e-05 | 4.9e-05 | 0.000173 | 0.000373 | 9.8e-05 | -0.000162 | -0.000514 | -0.000732 | -0.001548 | -0.002191 | -0.003229 | -0.003953
-0.001407 | -0.000737 | -0.000889 | -0.001724 | -0.002287 | -0.00212 | -0.001786 | -0.001273 | -0.000695 | 6.1e-05 | 0.000434 | 0.0004 | 0.000727 | 0.00105 | 0.001316 | 0.001795 | 0.002477 | 0.002923 | 0.002738 | 0.002425 | 0.001968 | 0.00126 | 0.000873 | 0.000305 | 0 | 2.2e-05 | -0.000257 | -0.000262 | -0.000187 | -0.000329 | -0.000407 | -0.000266 | -0.00034 | -0.000629 | -0.001277 | -0.001944 | -0.002646 | -0.003697 | -0.004532
-0.000527 | 0.000418 | 0.000245 | -0.000237 | -0.000597 | -0.000283 | 0.000214 | 0.000599 | 0.001305 | 0.001999 | 0.001722 | 0.001156 | 0.000869 | 0.00104 | 0.001579 | 0.001933 | 0.002454 | 0.003045 | 0.002782 | 0.00264 | 0.002281 | 0.001638 | 0.000746 | 0.000297 | 0 | -1.2e-05 | -0.000133 | -0.000196 | 3.7e-05 | 6.2e-05 | 0.000153 | 7.7e-05 | 0.0002 | -0.00033 | -0.000955 | -0.001428 | -0.002197 | -0.003255 | -0.004059
-0.000242 | -3.1e-05 | -0.000449 | -0.001313 | -0.001841 | -0.001583 | -0.000797 | -0.000293 | 0.000325 | 0.001308 | 0.001539 | 0.001476 | 0.001058 | 0.001164 | 0.001403 | 0.001927 | 0.002402 | 0.002948 | 0.002935 | 0.002561 | 0.001948 | 0.001517 | 0.000939 | 0.000394 | 0 | -0.000297 | -0.00023 | -0.000105 | -0.000125 | 6.5e-05 | 0.000215 | 3.2e-05 | -0.000327 | -0.000571 | -0.001117 | -0.001834 | -0.002431 | -0.003485 | -0.004318
5.1e-05 | 0.000643 | 0.000421 | -0.000375 | -0.000922 | -0.0008 | -0.000532 | -6e-06 | 0.000538 | 0.001182 | 0.001287 | 0.001003 | 0.001131 | 0.001493 | 0.001777 | 0.002154 | 0.00285 | 0.003294 | 0.003043 | 0.002855 | 0.002163 | 0.001499 | 0.00093 | 0.000373 | 0 | 9.2e-05 | -0.000179 | -0.000251 | -0.00018 | -0.000297 | -0.000488 | -0.000185 | -0.000346 | -0.000629 | -0.001235 | -0.002016 | -0.002728 | -0.003667 | -0.004555
0.000387 | 0.000921 | 0.000557 | -1.6e-05 | -0.000351 | -3.1e-05 | 0.000571 | 0.001031 | 0.001535 | 0.002274 | 0.002165 | 0.00154 | 0.001107 | 0.001163 | 0.00152 | 0.00191 | 0.002404 | 0.002901 | 0.00272 | 0.002549 | 0.002021 | 0.001544 | 0.000776 | 0.000297 | 0 | -0.000239 | -0.000262 | -0.000219 | -0.000108 | -5.3e-05 | 4.7e-05 | -5.8e-05 | -3.6e-05 | -0.000544 | -0.001004 | -0.001647 | -0.002446 | -0.00343 | -0.004182
0.000247 | 0.000423 | -1.8e-05 | -0.000833 | -0.00141 | -0.001275 | -0.000707 | -0.000361 | 0.000256 | 0.00113 | 0.00135 | 0.001379 | 0.001191 | 0.00127 | 0.001526 | 0.001945 | 0.002417 | 0.002921 | 0.002861 | 0.002294 | 0.001802 | 0.001221 | 0.000796 | 0.000352 | 0 | -0.000269 | -0.000346 | -0.000265 | -0.00044 | -0.000238 | -0.000231 | -0.000358 | -0.0006 | -0.000925 | -0.001521 | -0.002202 | -0.002854 | -0.003858 | -0.0047
0.000415 | 0.001048 | 0.000814 | 0.000188 | -0.000127 | 6.5e-05 | 0.000199 | 0.000626 | 0.001078 | 0.001605 | 0.001617 | 0.001124 | 0.001068 | 0.001362 | 0.001654 | 0.001928 | 0.002463 | 0.002918 | 0.00258 | 0.002474 | 0.001905 | 0.001402 | 0.000751 | 0.000305 | 0 | 0.000115 | -0.000219 | -0.000355 | -0.000145 | -0.000248 | -0.000447 | -0.00029 | -0.000293 | -0.000736 | -0.001377 | -0.001957 | -0.002729 | -0.003682 | -0.004476
0.000456 | 0.000747 | 0.000339 | -0.000166 | -0.000509 | -0.000162 | 0.000294 | 0.000753 | 0.0012 | 0.001876 | 0.001885 | 0.001517 | 0.001104 | 0.00106 | 0.001314 | 0.001711 | 0.002057 | 0.002532 | 0.002423 | 0.002131 | 0.001638 | 0.001193 | 0.000619 | 0.000253 | 0 | -0.000368 | -0.000318 | -0.000285 | -0.000258 | -0.00027 | -0.0001 | -0.000208 | -0.000439 | -0.000819 | -0.001259 | -0.001842 | -0.00265 | -0.003588 | -0.004322
4.8e-05 | 0.000399 | 0.000206 | -0.000441 | -0.000847 | -0.000828 | -0.000514 | -0.000292 | 0.000147 | 0.000802 | 0.001003 | 0.000974 | 0.001023 | 0.001265 | 0.001428 | 0.001669 | 0.002174 | 0.002494 | 0.002405 | 0.002041 | 0.001537 | 0.001076 | 0.000665 | 0.000282 | 0 | -0.000123 | -0.000253 | -0.000333 | -0.000419 | -0.000368 | -0.000567 | -0.00059 | -0.000841 | -0.001113 | -0.001717 | -0.002349 | -0.002945 | -0.003924 | -0.004731
-0.000233 | 0.000566 | 0.00041 | 0.00012 | 2.9e-05 | 0.000261 | 0.000453 | 0.000762 | 0.00109 | 0.001476 | 0.001345 | 0.000953 | 0.000838 | 0.000994 | 0.001231 | 0.00147 | 0.00188 | 0.002281 | 0.001975 | 0.001855 | 0.001504 | 0.001076 | 0.000598 | 0.000217 | 0 | -2.6e-05 | -0.000267 | -0.000345 | -0.000206 | -0.000356 | -0.000484 | -0.000505 | -0.00047 | -0.000943 | -0.001475 | -0.001995 | -0.002819 | -0.00369 | -0.004312
-0.000792 | -0.00031 | -0.000474 | -0.000813 | -0.001024 | -0.000766 | -0.000391 | -0.000151 | 0.000211 | 0.000736 | 0.000891 | 0.000904 | 0.000698 | 0.000706 | 0.000918 | 0.00122 | 0.001469 | 0.001827 | 0.001857 | 0.001578 | 0.001223 | 0.000897 | 0.000526 | 0.00025 | 0 | -0.000319 | -0.000225 | -0.000249 | -0.000321 | -0.000327 | -0.000303 | -0.000494 | -0.000799 | -0.00109 | -0.001496 | -0.002108 | -0.002704 | -0.003591 | -0.004292
-0.000956 | -0.000248 | -0.000203 | -0.000465 | -0.000579 | -0.000555 | -0.000478 | -0.000365 | -0.000106 | 0.000277 | 0.00038 | 0.000347 | 0.000571 | 0.000881 | 0.001003 | 0.001201 | 0.001583 | 0.001759 | 0.001639 | 0.001447 | 0.001127 | 0.000767 | 0.000459 | 0.00022 | 0 | 4.2e-05 | -0.000253 | -0.000358 | -0.000436 | -0.000555 | -0.000785 | -0.000752 | -0.001049 | -0.001314 | -0.001891 | -0.002425 | -0.003044 | -0.003853 | -0.00449
-0.000721 | 6.5e-05 | 7.1e-05 | 4.1e-05 | 9.1e-05 | 0.000247 | 0.000396 | 0.000592 | 0.000743 | 0.001001 | 0.000913 | 0.000726 | 0.000577 | 0.000623 | 0.000851 | 0.001046 | 0.001198 | 0.001477 | 0.001334 | 0.00122 | 0.000972 | 0.000747 | 0.000371 | 0.000163 | 0 | -0.000167 | -0.000189 | -0.00038 | -0.000358 | -0.000494 | -0.000592 | -0.000729 | -0.000797 | -0.001159 | -0.001663 | -0.002232 | -0.002817 | -0.003544 | -0.004061
-0.00116 | -0.000566 | -0.000495 | -0.00062 | -0.000722 | -0.000635 | -0.000431 | -0.000405 | -0.000211 | 0.000118 | 0.000302 | 0.000513 | 0.000569 | 0.000673 | 0.000793 | 0.000918 | 0.00111 | 0.001244 | 0.001251 | 0.001045 | 0.000782 | 0.000631 | 0.000348 | 0.000185 | 0 | -0.000224 | -0.000295 | -0.00037 | -0.000603 | -0.000623 | -0.000651 | -0.000928 | -0.001278 | -0.001539 | -0.001948 | -0.002453 | -0.002973 | -0.003635 | -0.004197
-0.001283 | -0.000371 | -9.8e-05 | 1.9e-05 | 0.000157 | 0.000109 | 3e-06 | -2.4e-05 | 3.8e-05 | 0.000166 | 0.000152 | 0.00014 | 0.000376 | 0.000661 | 0.00076 | 0.000836 | 0.001035 | 0.001063 | 0.000941 | 0.000866 | 0.000705 | 0.000437 | 0.000294 | 0.000164 | 0 | -2.8e-05 | -0.000269 | -0.000463 | -0.00052 | -0.0007 | -0.001079 | -0.00108 | -0.001252 | -0.001506 | -0.002061 | -0.002487 | -0.003077 | -0.0037 | -0.004176
-0.001356 | -0.000515 | -0.000321 | -8.6e-05 | 0.00011 | 0.000248 | 0.000316 | 0.000323 | 0.000324 | 0.000418 | 0.000406 | 0.000466 | 0.000388 | 0.00041 | 0.000545 | 0.000638 | 0.000599 | 0.000692 | 0.000678 | 0.000646 | 0.000534 | 0.000437 | 0.000192 | 0.000108 | 0 | -0.000281 | -0.000282 | -0.000443 | -0.000472 | -0.000727 | -0.000752 | -0.000999 | -0.001175 | -0.001545 | -0.001895 | -0.002362 | -0.00285 | -0.003417 | -0.003772
-0.001624 | -0.000822 | -0.000484 | -0.000297 | -0.000297 | -0.000358 | -0.000405 | -0.00053 | -0.00054 | -0.000473 | -0.000293 | 6.6e-05 | 0.000349 | 0.000512 | 0.000558 | 0.000607 | 0.000634 | 0.000597 | 0.000613 | 0.000477 | 0.00035 | 0.000282 | 0.000162 | 0.000115 | 0 | -0.000143 | -0.000312 | -0.000443 | -0.000729 | -0.000835 | -0.0011 | -0.001335 | -0.001615 | -0.001847 | -0.002261 | -0.002697 | -0.003115 | -0.003619 | -0.00401
-0.001609 | -0.000537 | -9.7e-05 | 0.000405 | 0.000746 | 0.000738 | 0.000492 | 0.000362 | 0.000245 | 9.2e-05 | 1e-06 | 2.3e-05 | 0.000241 | 0.000431 | 0.000533 | 0.0005 | 0.000454 | 0.000367 | 0.000322 | 0.000338 | 0.000306 | 0.000247 | 8.8e-05 | 6.8e-05 | 0 | -6.4e-05 | -0.000246 | -0.000475 | -0.000584 | -0.000811 | -0.00119 | -0.001307 | -0.001469 | -0.001764 | -0.002181 | -0.002591 | -0.003035 | -0.003466 | -0.003742
-0.001862 | -0.00096 | -0.000585 | -0.000154 | 0.000107 | 0.000147 | 0.00012 | -4e-05 | -0.000202 | -0.000289 | -0.000174 | 0.000173 | 0.000228 | 0.000271 | 0.000332 | 0.00034 | 0.000151 | 6.5e-05 | 0.000137 | 0.000113 | 0.000127 | 0.000157 | 5.9e-05 | 7.1e-05 | 0 | -0.000263 | -0.000309 | -0.000446 | -0.000649 | -0.000873 | -0.00101 | -0.001358 | -0.001546 | -0.001914 | -0.002173 | -0.002566 | -0.002898 | -0.003354 | -0.003537
-0.0021 | -0.001039 | -0.000427 | 5.9e-05 | 0.000254 | 0.000167 | -8.6e-05 | -0.00038 | -0.000529 | -0.000707 | -0.000646 | -0.00025 | 0.000166 | 0.000397 | 0.000395 | 0.000321 | 0.000235 | 2.3e-05 | 2.8e-05 | 2.5e-05 | 2e-05 | 3e-06 | 1.8e-05 | 6.3e-05 | 0 | -0.000152 | -0.000351 | -0.000564 | -0.000869 | -0.00108 | -0.001461 | -0.001685 | -0.002013 | -0.00221 | -0.002598 | -0.002925 | -0.003257 | -0.003641 | -0.003844
-0.002313 | -0.001105 | -0.000512 | 0.000234 | 0.000703 | 0.000708 | 0.000428 | 0.000224 | -7.3e-05 | -0.000365 | -0.000402 | -0.000191 | 0 | 0.000105 | 0.000176 | 0.000114 | -0.000108 | -0.000302 | -0.000275 | -0.000218 | -8.6e-05 | -4.1e-05 | -4.9e-05 | -1.2e-05 | 0 | -0.000173 | -0.000286 | -0.000543 | -0.000686 | -0.001046 | -0.001375 | -0.001623 | -0.001778 | -0.00212 | -0.002457 | -0.002807 | -0.00311 | -0.00343 | -0.0035
-0.002614 | -0.001505 | -0.000882 | -0.000241 | 2.7e-05 | 2e-05 | -0.000128 | -0.00041 | -0.000686 | -0.000946 | -0.000796 | -0.000257 | 4.4e-05 | 0.000123 | 0.000137 | 6.1e-05 | -0.000229 | -0.000421 | -0.000333 | -0.000341 | -0.000217 | -7.4e-05 | -7.1e-05 | 4.1e-05 | 0 | -0.000251 | -0.000335 | -0.000565 | -0.000867 | -0.001163 | -0.001397 | -0.001798 | -0.002095 | -0.002362 | -0.002608 | -0.002914 | -0.003163 | -0.003483 | -0.003535
-0.002617 | -0.001301 | -0.000557 | 0.000209 | 0.000613 | 0.000499 | 0.000147 | -0.000229 | -0.000521 | -0.000907 | -0.000871 | -0.000454 | -1.2e-05 | 0.000223 | 0.000183 | 6.3e-05 | -0.000155 | -0.000501 | -0.000449 | -0.000373 | -0.000247 | -0.000165 | -9.7e-05 | 2.8e-05 | 0 | -0.00012 | -0.000361 | -0.000654 | -0.000979 | -0.00129 | -0.001747 | -0.002037 | -0.002288 | -0.00253 | -0.002851 | -0.003109 | -0.003369 | -0.003602 | -0.003652
-0.003024 | -0.001726 | -0.000963 | -8.2e-05 | 0.000447 | 0.000464 | 0.000187 | -8.2e-05 | -0.000435 | -0.000807 | -0.000763 | -0.000339 | -0.000125 | -1.7e-05 | 1.9e-05 | -9.9e-05 | -0.000469 | -0.000724 | -0.000648 | -0.000541 | -0.000372 | -0.000178 | -0.000146 | -9e-06 | 0 | -0.000223 | -0.000333 | -0.000621 | -0.000893 | -0.001262 | -0.00161 | -0.001941 | -0.002153 | -0.002489 | -0.002733 | -0.002991 | -0.003188 | -0.003394 | -0.003339
-0.003043 | -0.001808 | -0.000997 | -0.000185 | 0.000169 | 7.3e-05 | -0.000234 | -0.000576 | -0.000951 | -0.001325 | -0.001165 | -0.000541 | -0.000119 | 7e-05 | 3e-05 | -0.000115 | -0.000421 | -0.000815 | -0.000698 | -0.00057 | -0.000418 | -0.000235 | -0.000148 | 3.5e-05 | 0 | -0.000222 | -0.000382 | -0.000648 | -0.00105 | -0.001377 | -0.00173 | -0.002136 | -0.00242 | -0.002654 | -0.002889 | -0.003123 | -0.003283 | -0.003478 | -0.00342
-0.002804 | -0.001412 | -0.00054 | 0.000443 | 0.000965 | 0.000837 | 0.000432 | 4.6e-05 | -0.000357 | -0.000845 | -0.000837 | -0.000404 | 4e-06 | 0.000221 | 0.000203 | -1.3e-05 | -0.00038 | -0.00076 | -0.000694 | -0.000558 | -0.000386 | -0.000219 | -0.000134 | 1.7e-05 | 0 | -0.000137 | -0.000358 | -0.000684 | -0.001002 | -0.001385 | -0.001899 | -0.002167 | -0.002433 | -0.002661 | -0.002911 | -0.003159 | -0.003287 | -0.003451 | -0.003356
-0.002979 | -0.001694 | -0.000887 | 6.9e-05 | 0.000551 | 0.000495 | 0.000154 | -0.000165 | -0.000616 | -0.001075 | -0.000988 | -0.000409 | -9.3e-05 | -8e-06 | -1.6e-05 | -0.0002 | -0.00064 | -0.001001 | -0.000842 | -0.000723 | -0.00051 | -0.000284 | -0.000214 | -2.6e-05 | 0 | -0.000279 | -0.00039 | -0.000673 | -0.001016 | -0.001426 | -0.001771 | -0.002128 | -0.002354 | -0.002665 | -0.002869 | -0.003081 | -0.003166 | -0.003293 | -0.003116
-0.003117 | -0.001755 | -0.000824 | 0.000162 | 0.000604 | 0.000453 | 5e-05 | -0.000361 | -0.00079 | -0.001294 | -0.001191 | -0.000552 | -7.3e-05 | 0.000135 | 8.5e-05 | -0.00013 | -0.000535 | -0.00097 | -0.000853 | -0.000715 | -0.000533 | -0.000309 | -0.000206 | -1.6e-05 | 0 | -0.000193 | -0.000386 | -0.000706 | -0.001138 | -0.001495 | -0.001923 | -0.002271 | -0.002547 | -0.00279 | -0.002986 | -0.003166 | -0.003214 | -0.003317 | -0.00317
-0.002309 | -0.001128 | -0.000291 | 0.000651 | 0.001122 | 0.001007 | 0.000613 | 0.000233 | -0.000233 | -0.000753 | -0.000628 | 1.6e-05 | 0.000393 | 0.00049 | 0.000395 | 0.000163 | -0.000304 | -0.00071 | -0.000506 | -0.000424 | -0.000316 | -0.000128 | -0.000103 | 2.3e-05 | 0 | -0.000313 | -0.000503 | -0.000865 | -0.001297 | -0.00171 | -0.002067 | -0.002386 | -0.002612 | -0.002804 | -0.002934 | -0.003072 | -0.003057 | -0.00307 | -0.002749
-0.002166 | -0.000817 | 0.00013 | 0.001119 | 0.001583 | 0.001416 | 0.000958 | 0.000497 | 2e-05 | -0.000579 | -0.000538 | 1.9e-05 | 0.000439 | 0.00059 | 0.000499 | 0.000222 | -0.000195 | -0.000627 | -0.00048 | -0.00037 | -0.000254 | -0.000112 | -7.3e-05 | 4.7e-05 | 0 | -0.00023 | -0.000553 | -0.000908 | -0.001343 | -0.001768 | -0.002248 | -0.002548 | -0.002774 | -0.002984 | -0.003082 | -0.003185 | -0.003196 | -0.003142 | -0.002836
-0.001933 | -0.000694 | 0.000184 | 0.001217 | 0.001745 | 0.00159 | 0.001218 | 0.000805 | 0.000265 | -0.000331 | -0.000273 | 0.000282 | 0.000631 | 0.000704 | 0.000591 | 0.000317 | -0.000173 | -0.00059 | -0.000408 | -0.000326 | -0.000205 | -7.8e-05 | -5.2e-05 | 6e-05 | 0 | -0.000337 | -0.000587 | -0.001006 | -0.001435 | -0.001859 | -0.002313 | -0.002641 | -0.002837 | -0.003042 | -0.003156 | -0.003249 | -0.003195 | -0.00313 | -0.0028
-0.001915 | -0.000728 | 0.000138 | 0.001115 | 0.001583 | 0.001444 | 0.000983 | 0.000553 | 2.7e-05 | -0.000555 | -0.000472 | 0.000146 | 0.000543 | 0.000652 | 0.000527 | 0.000258 | -0.000219 | -0.00068 | -0.000488 | -0.000373 | -0.000261 | -0.0001 | -7.4e-05 | 3.4e-05 | 0 | -0.000323 | -0.000608 | -0.000992 | -0.001506 | -0.001943 | -0.002366 | -0.002725 | -0.002958 | -0.003098 | -0.003201 | -0.003289 | -0.003208 | -0.003163 | -0.002783
-0.001906 | -0.00058 | 0.00036 | 0.001382 | 0.00189 | 0.001737 | 0.001277 | 0.000815 | 0.000279 | -0.000369 | -0.000347 | 0.000191 | 0.000575 | 0.000685 | 0.00056 | 0.000297 | -0.000193 | -0.000648 | -0.000475 | -0.000368 | -0.000214 | -8.4e-05 | -5.6e-05 | 6.3e-05 | 0 | -0.000275 | -0.000601 | -0.001015 | -0.001496 | -0.001939 | -0.002413 | -0.002742 | -0.002957 | -0.003113 | -0.003208 | -0.003258 | -0.003209 | -0.003138 | -0.002734
-0.001807 | -0.000616 | 0.000256 | 0.001238 | 0.001735 | 0.00159 | 0.001171 | 0.000737 | 0.00022 | -0.000398 | -0.000314 | 0.000301 | 0.000642 | 0.000695 | 0.000572 | 0.000314 | -0.000241 | -0.000684 | -0.000462 | -0.000389 | -0.000254 | -9.3e-05 | -4.7e-05 | 5.3e-05 | 0 | -0.00033 | -0.000567 | -0.00102 | -0.001487 | -0.00195 | -0.002362 | -0.00269 | -0.002895 | -0.003074 | -0.003149 | -0.003204 | -0.003125 | -0.003002 | -0.002609
-0.001928 | -0.000673 | 0.000268 | 0.001225 | 0.001641 | 0.001467 | 0.001033 | 0.000575 | 6.9e-05 | -0.000573 | -0.000493 | 9.9e-05 | 0.000504 | 0.000606 | 0.000458 | 0.000186 | -0.000298 | -0.000751 | -0.000538 | -0.000409 | -0.000255 | -0.000106 | -6.1e-05 | 7.3e-05 | 0 | -0.000274 | -0.000553 | -0.000972 | -0.001472 | -0.001913 | -0.002367 | -0.002709 | -0.002903 | -0.003067 | -0.003125 | -0.00318 | -0.003087 | -0.002971 | -0.002576
-0.001706 | -0.000535 | 0.000341 | 0.001356 | 0.001875 | 0.001716 | 0.001251 | 0.000778 | 0.000255 | -0.000367 | -0.000336 | 0.000216 | 0.000565 | 0.000649 | 0.000538 | 0.000268 | -0.000281 | -0.000731 | -0.000541 | -0.000406 | -0.000259 | -9.6e-05 | -7.4e-05 | 3.7e-05 | 0 | -0.000257 | -0.000515 | -0.000937 | -0.001388 | -0.001816 | -0.002263 | -0.002589 | -0.002769 | -0.002922 | -0.002969 | -0.002995 | -0.002885 | -0.002745 | -0.002296
-0.00158 | -0.000441 | 0.000458 | 0.001384 | 0.001808 | 0.001632 | 0.00124 | 0.00083 | 0.000259 | -0.000397 | -0.000351 | 0.00021 | 0.000561 | 0.000633 | 0.000496 | 0.000197 | -0.000271 | -0.000739 | -0.00057 | -0.000447 | -0.000285 | -0.000155 | -0.000127 | 5.8e-05 | 0 | -0.000273 | -0.000541 | -0.000936 | -0.001397 | -0.001833 | -0.002232 | -0.002551 | -0.00272 | -0.002882 | -0.002931 | -0.002947 | -0.002824 | -0.002688 | -0.002209
-0.001497 | -0.00034 | 0.000501 | 0.001423 | 0.001869 | 0.001686 | 0.001247 | 0.000807 | 0.00031 | -0.00032 | -0.000286 | 0.000227 | 0.000563 | 0.000607 | 0.00048 | 0.000196 | -0.000308 | -0.000764 | -0.000541 | -0.000422 | -0.000264 | -0.000111 | -7.6e-05 | 4.8e-05 | 0 | -0.000258 | -0.00048 | -0.000879 | -0.001308 | -0.001718 | -0.002135 | -0.002435 | -0.002632 | -0.002751 | -0.002804 | -0.002805 | -0.002687 | -0.002539 | -0.002082
-0.001329 | -0.000236 | 0.000559 | 0.001398 | 0.001768 | 0.001581 | 0.001157 | 0.000791 | 0.000302 | -0.000322 | -0.000286 | 0.000253 | 0.000599 | 0.000634 | 0.000488 | 0.000208 | -0.000268 | -0.000707 | -0.000498 | -0.00037 | -0.000256 | -0.000103 | -9.1e-05 | 4.4e-05 | 0 | -0.000253 | -0.000455 | -0.000861 | -0.001292 | -0.001677 | -0.002086 | -0.002399 | -0.002541 | -0.002698 | -0.002742 | -0.002742 | -0.002596 | -0.002468 | -0.001984
-0.000999 | -1.6e-05 | 0.000761 | 0.001646 | 0.002068 | 0.001875 | 0.001452 | 0.001024 | 0.000529 | -8.9e-05 | -9.1e-05 | 0.00039 | 0.000696 | 0.000763 | 0.00064 | 0.000351 | -0.000137 | -0.000604 | -0.00046 | -0.000345 | -0.000227 | -0.000111 | -7.7e-05 | 3.5e-05 | 0 | -0.000243 | -0.000453 | -0.000806 | -0.001205 | -0.0016 | -0.001977 | -0.002267 | -0.002434 | -0.002543 | -0.00258 | -0.00257 | -0.002437 | -0.002281 | -0.001809
-0.000889 | 5.6e-05 | 0.000743 | 0.001559 | 0.001935 | 0.001766 | 0.001401 | 0.001001 | 0.000533 | -5.4e-05 | -2.9e-05 | 0.00045 | 0.00066 | 0.000669 | 0.000525 | 0.000251 | -0.00025 | -0.00068 | -0.000472 | -0.000381 | -0.000239 | -0.000104 | -7e-05 | 3.9e-05 | 0 | -0.000243 | -0.000434 | -0.000772 | -0.001146 | -0.001504 | -0.001859 | -0.002123 | -0.00226 | -0.002391 | -0.002396 | -0.002385 | -0.002258 | -0.00209 | -0.001609
-0.000763 | 0.000113 | 0.000823 | 0.00155 | 0.001853 | 0.00169 | 0.001273 | 0.000873 | 0.000424 | -0.000154 | -0.000119 | 0.000385 | 0.000698 | 0.000757 | 0.000623 | 0.000339 | -0.000126 | -0.00056 | -0.000404 | -0.000303 | -0.000199 | -7.9e-05 | -5.1e-05 | 6e-05 | 0 | -0.000176 | -0.000391 | -0.000734 | -0.001105 | -0.001441 | -0.001808 | -0.002057 | -0.002166 | -0.002261 | -0.002305 | -0.00231 | -0.002149 | -0.002009 | -0.001522
-0.000514 | 0.000385 | 0.001093 | 0.001875 | 0.00222 | 0.002047 | 0.001664 | 0.001291 | 0.000823 | 0.000262 | 0.000233 | 0.000599 | 0.000789 | 0.000782 | 0.000652 | 0.000363 | -9.3e-05 | -0.000551 | -0.000372 | -0.000299 | -0.000172 | -8.7e-05 | -5.6e-05 | 2.3e-05 | 0 | -0.000178 | -0.000355 | -0.000654 | -0.000991 | -0.001293 | -0.001651 | -0.001902 | -0.002029 | -0.002158 | -0.002166 | -0.002173 | -0.002001 | -0.001837 | -0.001352
-0.000281 | 0.000441 | 0.001023 | 0.001654 | 0.001907 | 0.001743 | 0.001417 | 0.00107 | 0.00064 | 0.000116 | 0.000195 | 0.00066 | 0.000829 | 0.000821 | 0.000654 | 0.0004 | -7.8e-05 | -0.000495 | -0.000303 | -0.000234 | -0.000151 | -5.4e-05 | -4.5e-05 | 4.4e-05 | 0 | -0.000213 | -0.00035 | -0.000643 | -0.000985 | -0.001294 | -0.001598 | -0.001808 | -0.001936 | -0.002037 | -0.002059 | -0.002042 | -0.001855 | -0.001735 | -0.001239
-1.2e-05 | 0.000757 | 0.001384 | 0.001988 | 0.002213 | 0.002039 | 0.001637 | 0.001256 | 0.000852 | 0.000305 | 0.000259 | 0.000589 | 0.000834 | 0.000885 | 0.000731 | 0.000454 | 1.8e-05 | -0.000387 | -0.000276 | -0.000182 | -0.000107 | -6.1e-05 | -5.7e-05 | 3.8e-05 | 0 | -0.000153 | -0.000336 | -0.000596 | -0.000896 | -0.001198 | -0.001489 | -0.001712 | -0.001833 | -0.001929 | -0.001905 | -0.001909 | -0.00174 | -0.001618 | -0.001151
0.000234 | 0.000874 | 0.001354 | 0.001951 | 0.002258 | 0.002097 | 0.001809 | 0.001478 | 0.001071 | 0.000567 | 0.00056 | 0.000848 | 0.000934 | 0.000832 | 0.000682 | 0.000431 | 3e-06 | -0.000369 | -0.000218 | -0.000202 | -0.000106 | -4.9e-05 | -4.8e-05 | -1e-06 | 0 | -0.000194 | -0.000305 | -0.000544 | -0.000815 | -0.001062 | -0.00137 | -0.001554 | -0.00165 | -0.001771 | -0.001755 | -0.001774 | -0.001631 | -0.001438 | -0.000926
0.000305 | 0.000826 | 0.001324 | 0.001774 | 0.00184 | 0.001693 | 0.00138 | 0.001048 | 0.000712 | 0.00025 | 0.000303 | 0.000719 | 0.000919 | 0.000927 | 0.000725 | 0.00049 | 7.4e-05 | -0.000318 | -0.000173 | -8.9e-05 | -9.5e-05 | -4.2e-05 | -3.2e-05 | 4.2e-05 | 0 | -0.000193 | -0.000257 | -0.000522 | -0.000764 | -0.001045 | -0.001251 | -0.001427 | -0.001557 | -0.001583 | -0.001652 | -0.001589 | -0.00144 | -0.001333 | -0.000832
0.000543 | 0.001255 | 0.001735 | 0.00226 | 0.002476 | 0.002316 | 0.001974 | 0.001619 | 0.001277 | 0.000791 | 0.00069 | 0.000871 | 0.000967 | 0.000986 | 0.000835 | 0.000569 | 0.000194 | -0.000151 | -3.1e-05 | -3.6e-05 | 8e-06 | 2.5e-05 | -1.6e-05 | 2.4e-05 | 0 | -6.3e-05 | -0.00023 | -0.00042 | -0.000621 | -0.00084 | -0.00113 | -0.001284 | -0.001389 | -0.001448 | -0.001409 | -0.001394 | -0.00126 | -0.001146 | -0.000678
0.00083 | 0.001213 | 0.001542 | 0.001963 | 0.002134 | 0.001999 | 0.001776 | 0.001542 | 0.001189 | 0.000788 | 0.000834 | 0.001111 | 0.001093 | 0.000943 | 0.00079 | 0.000577 | 0.000147 | -0.00019 | -3.7e-05 | -5.1e-05 | -1.8e-05 | -6e-06 | 5e-06 | 2.4e-05 | 0 | -0.000208 | -0.000204 | -0.000405 | -0.000597 | -0.000804 | -0.00098 | -0.001128 | -0.0012 | -0.001295 | -0.001339 | -0.001294 | -0.00115 | -0.000988 | -0.000497
0.000918 | 0.001354 | 0.001772 | 0.002022 | 0.002037 | 0.001855 | 0.001522 | 0.001262 | 0.000959 | 0.000545 | 0.00052 | 0.00082 | 0.001008 | 0.001042 | 0.000845 | 0.000615 | 0.000264 | -3.7e-05 | 1.1e-05 | 5.8e-05 | 3e-05 | 9e-06 | -8.9e-05 | -5e-06 | 0 | -9e-05 | -0.00023 | -0.000403 | -0.000608 | -0.000772 | -0.00098 | -0.001121 | -0.00116 | -0.001262 | -0.001265 | -0.001201 | -0.001019 | -0.000975 | -0.000495
0.001002 | 0.001529 | 0.001883 | 0.002266 | 0.002493 | 0.002352 | 0.002107 | 0.001821 | 0.001559 | 0.001182 | 0.001072 | 0.001079 | 0.001062 | 0.000997 | 0.000878 | 0.000644 | 0.000345 | -8e-06 | 9e-05 | 5.2e-05 | 8.4e-05 | 6.9e-05 | 1.9e-05 | 3e-05 | 0 | -8.7e-05 | -0.000125 | -0.000253 | -0.000386 | -0.000481 | -0.000766 | -0.00088 | -0.00099 | -0.000982 | -0.000966 | -0.000948 | -0.000826 | -0.000751 | -0.000267
0.001437 | 0.001563 | 0.00176 | 0.001962 | 0.001959 | 0.001809 | 0.00165 | 0.00151 | 0.001219 | 0.00089 | 0.001012 | 0.001323 | 0.001257 | 0.001135 | 0.000934 | 0.000734 | 0.000398 | 9.9e-05 | 0.000219 | 0.00015 | 8.1e-05 | 0.000104 | 1.5e-05 | 9.8e-05 | 0 | -0.000127 | -0.00013 | -0.000237 | -0.000365 | -0.000533 | -0.000645 | -0.000688 | -0.000707 | -0.00086 | -0.000848 | -0.000846 | -0.00068 | -0.000546 | -6.4e-05
0.001475 | 0.001839 | 0.002181 | 0.002322 | 0.002253 | 0.002094 | 0.001763 | 0.001537 | 0.001288 | 0.000933 | 0.000852 | 0.000939 | 0.001099 | 0.001147 | 0.000977 | 0.000742 | 0.000458 | 0.000167 | 0.00016 | 0.000207 | 0.000122 | 8.6e-05 | 1.8e-05 | -7e-06 | 0 | 1e-06 | -7.9e-05 | -0.000217 | -0.000339 | -0.000461 | -0.000614 | -0.000717 | -0.000697 | -0.000746 | -0.000794 | -0.000763 | -0.0006 | -0.000585 | -0.000119
0.001698 | 0.00192 | 0.002045 | 0.002326 | 0.002498 | 0.00235 | 0.002246 | 0.002065 | 0.001863 | 0.001551 | 0.001476 | 0.00139 | 0.001217 | 0.001078 | 0.000963 | 0.000782 | 0.000518 | 0.000199 | 0.000259 | 0.000155 | 0.000204 | 9.9e-05 | 1.3e-05 | 7e-05 | 0 | -9.2e-05 | -3.6e-05 | -4.8e-05 | -0.000129 | -0.000192 | -0.00038 | -0.000465 | -0.000514 | -0.00058 | -0.000536 | -0.000537 | -0.00044 | -0.000342 | 0.000145
0.001701 | 0.001689 | 0.001812 | 0.001827 | 0.001624 | 0.001475 | 0.001335 | 0.001204 | 0.001011 | 0.00077 | 0.00089 | 0.001199 | 0.001212 | 0.001104 | 0.00091 | 0.000732 | 0.00045 | 0.000188 | 0.000256 | 0.000217 | 0.000102 | 5.2e-05 | -2.1e-05 | 3.4e-05 | 0 | -0.000133 | -4.7e-05 | -0.000153 | -0.00024 | -0.000397 | -0.00044 | -0.000469 | -0.000463 | -0.00053 | -0.000635 | -0.000559 | -0.000429 | -0.000373 | 8.8e-05
0.001814 | 0.002157 | 0.002392 | 0.002465 | 0.002453 | 0.002298 | 0.002065 | 0.001839 | 0.001653 | 0.001372 | 0.001215 | 0.001101 | 0.001098 | 0.00114 | 0.000999 | 0.000803 | 0.000573 | 0.000302 | 0.000312 | 0.000252 | 0.000216 | 0.000139 | -2e-06 | -5.1e-05 | 0 | 2e-06 | -4.2e-05 | -9.3e-05 | -0.000192 | -0.000185 | -0.000341 | -0.000469 | -0.000459 | -0.000514 | -0.000471 | -0.000451 | -0.000332 | -0.000347 | 8.6e-05
0.002009 | 0.001966 | 0.001911 | 0.002021 | 0.001994 | 0.001939 | 0.001936 | 0.001862 | 0.001638 | 0.00151 | 0.001536 | 0.00152 | 0.001264 | 0.001061 | 0.000947 | 0.000814 | 0.000537 | 0.000348 | 0.000358 | 0.000248 | 0.000243 | 0.000182 | 1.9e-05 | 8.6e-05 | 0 | -8e-05 | 8.2e-05 | 6.6e-05 | 4.6e-05 | 3.5e-05 | -0.000136 | -0.000163 | -0.000233 | -0.000321 | -0.000307 | -0.000315 | -0.000211 | -0.000114 | 0.000324
0.001752 | 0.001764 | 0.00187 | 0.001724 | 0.001436 | 0.001277 | 0.001166 | 0.001053 | 0.00088 | 0.000724 | 0.000804 | 0.00102 | 0.001137 | 0.001058 | 0.000889 | 0.000775 | 0.000568 | 0.00034 | 0.000373 | 0.000412 | 0.000226 | 0.000135 | 3.9e-05 | 7.5e-05 | 0 | -1e-06 | -6.2e-05 | -0.000117 | -0.000111 | -0.000228 | -0.000289 | -0.000249 | -0.000252 | -0.000367 | -0.000442 | -0.000397 | -0.000245 | -0.000314 | 0.000103
0.001911 | 0.00216 | 0.002262 | 0.00227 | 0.002327 | 0.002239 | 0.002064 | 0.001995 | 0.001896 | 0.00169 | 0.001516 | 0.001219 | 0.0011 | 0.001105 | 0.000992 | 0.000804 | 0.000601 | 0.000475 | 0.000461 | 0.000341 | 0.00034 | 0.000209 | 7.7e-05 | -2.9e-05 | 0 | -5.3e-05 | -2.3e-05 | -5e-06 | -4.9e-05 | 1.1e-05 | -0.000154 | -0.000268 | -0.000283 | -0.000361 | -0.000282 | -0.000347 | -0.000251 | -0.000256 | 0.000181
0.00236 | 0.002111 | 0.001962 | 0.001921 | 0.001716 | 0.001657 | 0.001712 | 0.001692 | 0.00156 | 0.001534 | 0.001622 | 0.001737 | 0.001469 | 0.001218 | 0.001107 | 0.001016 | 0.000822 | 0.000589 | 0.00062 | 0.000483 | 0.000354 | 0.000286 | 0.00012 | 0.000265 | 0 | -3e-05 | 0.000145 | 4.8e-05 | 0.000109 | 1e-05 | -5.8e-05 | -4.6e-05 | -4.6e-05 | -0.000182 | -0.000321 | -0.00032 | -0.000148 | -0.000237 | 0.000278
0.002954 | 0.002928 | 0.002969 | 0.002712 | 0.002387 | 0.002139 | 0.002024 | 0.001914 | 0.001763 | 0.001593 | 0.001546 | 0.001482 | 0.001565 | 0.001532 | 0.001306 | 0.001161 | 0.001007 | 0.000736 | 0.000733 | 0.000692 | 0.000458 | 0.000261 | 0.000116 | -1.2e-05 | 0 | -1.6e-05 | -0.000143 | -0.00013 | -0.000201 | -0.000233 | -0.000346 | -0.000307 | -0.000352 | -0.00041 | -0.0005 | -0.00047 | -0.00038 | -0.000413 | -5.5e-05
0.003614 | 0.003471 | 0.003281 | 0.003128 | 0.003151 | 0.003024 | 0.002964 | 0.002913 | 0.002879 | 0.002696 | 0.002531 | 0.002145 | 0.001786 | 0.001567 | 0.001457 | 0.001328 | 0.00112 | 0.000956 | 0.000887 | 0.000721 | 0.00061 | 0.000471 | 0.000219 | 0.000124 | 0 | -3.4e-05 | 8e-05 | 5.6e-05 | -6e-05 | 3e-05 | -6.8e-05 | -0.000207 | -0.000219 | -0.000267 | -0.000243 | -0.00038 | -0.000249 | -0.000242 | 0.000178
0.00343 | 0.002926 | 0.002694 | 0.002398 | 0.001932 | 0.001837 | 0.001887 | 0.001884 | 0.001803 | 0.001752 | 0.001941 | 0.001984 | 0.0018 | 0.001598 | 0.00142 | 0.001317 | 0.001188 | 0.000893 | 0.000899 | 0.000734 | 0.000493 | 0.000359 | 0.000139 | 8.6e-05 | 0 | -0.000149 | -0.0001 | -0.000143 | -6e-05 | -0.000132 | -0.000229 | -0.000124 | -0.000154 | -0.000268 | -0.000418 | -0.000416 | -0.000327 | -0.000403 | 6.9e-05
0.003597 | 0.003581 | 0.003536 | 0.00321 | 0.002911 | 0.002776 | 0.002618 | 0.002631 | 0.002503 | 0.002387 | 0.002154 | 0.001963 | 0.001846 | 0.001812 | 0.001671 | 0.001479 | 0.001403 | 0.001226 | 0.00104 | 0.001039 | 0.000811 | 0.000468 | 0.000238 | 5e-05 | 0 | 7e-06 | -3.6e-05 | -0.000105 | -0.000224 | -0.000127 | -0.000232 | -0.000301 | -0.000219 | -0.000298 | -0.000351 | -0.000376 | -0.000206 | -0.000411 | 1.3e-05
0.00414 | 0.003771 | 0.003414 | 0.003193 | 0.003033 | 0.002928 | 0.002992 | 0.003099 | 0.003073 | 0.002992 | 0.002947 | 0.002598 | 0.002141 | 0.00187 | 0.001687 | 0.001597 | 0.001402 | 0.001237 | 0.001245 | 0.000959 | 0.000752 | 0.000599 | 0.00029 | 0.000163 | 0 | -0.000113 | 3e-05 | -1.3e-05 | -2.8e-05 | 6.4e-05 | -0.000147 | 3e-06 | -0.000132 | -0.000208 | -0.000271 | -0.00038 | -0.00024 | -0.000283 | 0.000124
0.004236 | 0.003701 | 0.003444 | 0.002955 | 0.002449 | 0.002305 | 0.002316 | 0.002312 | 0.002277 | 0.002257 | 0.002309 | 0.002336 | 0.002199 | 0.002025 | 0.001812 | 0.001686 | 0.001569 | 0.001387 | 0.001302 | 0.001073 | 0.000732 | 0.000519 | 0.000188 | 9.9e-05 | 0 | -9.4e-05 | -0.00014 | -0.000162 | -8.6e-05 | -0.00022 | -0.000291 | -0.000229 | -0.000181 | -0.000296 | -0.000469 | -0.000443 | -0.000292 | -0.000476 | 1e-06
0.004067 | 0.004027 | 0.003909 | 0.00358 | 0.003278 | 0.00316 | 0.003044 | 0.003098 | 0.002999 | 0.00302 | 0.002769 | 0.00229 | 0.001989 | 0.001988 | 0.001822 | 0.001601 | 0.001647 | 0.001448 | 0.001328 | 0.001229 | 0.000974 | 0.000597 | 0.000262 | 0.000136 | 0 | 1.9e-05 | -2.6e-05 | -4e-05 | -3.2e-05 | -2.7e-05 | -6.3e-05 | -6.3e-05 | -1.8e-05 | 4.2e-05 | -4e-05 | -0.000104 | -0.000199 | -0.000232 | 0.000125

## ACS149_CC_taarray
-0.10942 | -0.10642 | -0.1004 | -0.094469 | -0.088677 | -0.082832 | -0.078127 | -0.072632 | -0.065801 | -0.061437 | -0.05684 | -0.052181 | -0.04813 | -0.045417 | -0.040414 | -0.036911 | -0.032476 | -0.028389 | -0.024182 | -0.019259 | -0.014941 | -0.011084 | -0.006273 | -0.003617 | 0 | 0.003221 | 0.006778 | 0.011294 | 0.01748 | 0.022483 | 0.02696 | 0.031959 | 0.037492 | 0.042202 | 0.046861 | 0.048221 | 0.051255 | 0.052016
-0.092916 | -0.089758 | -0.084443 | -0.078708 | -0.073411 | -0.068355 | -0.064546 | -0.059514 | -0.05367 | -0.050097 | -0.045811 | -0.041533 | -0.038954 | -0.036542 | -0.032724 | -0.029828 | -0.025552 | -0.022544 | -0.019458 | -0.015494 | -0.012288 | -0.009443 | -0.004743 | -0.002839 | 0 | 0.00237 | 0.005298 | 0.008775 | 0.013594 | 0.01757 | 0.02109 | 0.025349 | 0.029471 | 0.033266 | 0.036367 | 0.037696 | 0.039371 | 0.039732
-0.074316 | -0.071091 | -0.066298 | -0.061692 | -0.057534 | -0.052923 | -0.050057 | -0.045902 | -0.040993 | -0.037856 | -0.035078 | -0.031099 | -0.028694 | -0.027387 | -0.02403 | -0.021982 | -0.019077 | -0.016748 | -0.014141 | -0.011197 | -0.008637 | -0.006716 | -0.003187 | -0.002184 | 0 | 0.001628 | 0.004016 | 0.006892 | 0.010224 | 0.013228 | 0.015879 | 0.019105 | 0.022574 | 0.024729 | 0.02694 | 0.027961 | 0.029253 | 0.028952
-0.060026 | -0.056817 | -0.052248 | -0.04795 | -0.044265 | -0.040646 | -0.037957 | -0.034757 | -0.030544 | -0.028428 | -0.025533 | -0.023179 | -0.021527 | -0.019816 | -0.017654 | -0.015964 | -0.013749 | -0.011979 | -0.010345 | -0.007727 | -0.006301 | -0.004659 | -0.002048 | -0.0012 | 0 | 0.001237 | 0.00296 | 0.004934 | 0.007591 | 0.009794 | 0.011423 | 0.013808 | 0.016332 | 0.017882 | 0.019447 | 0.019444 | 0.020058 | 0.019124
-0.048659 | -0.045492 | -0.041111 | -0.037639 | -0.034256 | -0.03125 | -0.029068 | -0.02619 | -0.022489 | -0.020843 | -0.018853 | -0.016683 | -0.015049 | -0.014189 | -0.012491 | -0.011212 | -0.009407 | -0.007965 | -0.006888 | -0.005334 | -0.004175 | -0.003163 | -0.001199 | -0.000915 | 0 | 0.001082 | 0.002089 | 0.003176 | 0.005393 | 0.007079 | 0.008374 | 0.009896 | 0.011411 | 0.012839 | 0.013646 | 0.013284 | 0.013486 | 0.012511
-0.040946 | -0.037838 | -0.033561 | -0.030396 | -0.0274 | -0.024517 | -0.022535 | -0.020078 | -0.016897 | -0.015432 | -0.013608 | -0.011755 | -0.010848 | -0.010209 | -0.0087 | -0.007901 | -0.00673 | -0.005965 | -0.004996 | -0.0039 | -0.003008 | -0.002222 | -0.000584 | -0.000706 | 0 | 0.000724 | 0.001422 | 0.002297 | 0.003713 | 0.004711 | 0.005945 | 0.006924 | 0.008283 | 0.009019 | 0.009745 | 0.009024 | 0.008908 | 0.007852
-0.035155 | -0.032165 | -0.028455 | -0.025349 | -0.022658 | -0.020116 | -0.018481 | -0.016123 | -0.013388 | -0.012031 | -0.010599 | -0.00896 | -0.007972 | -0.00746 | -0.0063 | -0.005805 | -0.004675 | -0.004139 | -0.003451 | -0.002548 | -0.001934 | -0.001452 | -0.000274 | -0.000306 | 0 | 0.000475 | 0.000993 | 0.001369 | 0.002685 | 0.003582 | 0.004227 | 0.004899 | 0.006095 | 0.006592 | 0.006884 | 0.006413 | 0.006238 | 0.004924
-0.031332 | -0.028636 | -0.025061 | -0.022194 | -0.019786 | -0.017573 | -0.015977 | -0.013626 | -0.011062 | -0.010033 | -0.008319 | -0.007021 | -0.006395 | -0.005877 | -0.004629 | -0.004437 | -0.003514 | -0.002978 | -0.002418 | -0.001896 | -0.001442 | -0.000798 | 0.000126 | -0.00023 | 0 | 0.000356 | 0.000509 | 0.001038 | 0.001855 | 0.002597 | 0.003078 | 0.003763 | 0.004594 | 0.005052 | 0.005215 | 0.004599 | 0.004243 | 0.002948
-0.028328 | -0.025662 | -0.022342 | -0.019593 | -0.01733 | -0.01508 | -0.013622 | -0.011479 | -0.009102 | -0.007988 | -0.006717 | -0.005483 | -0.004929 | -0.004313 | -0.003448 | -0.003129 | -0.002523 | -0.002253 | -0.001788 | -0.001234 | -0.000926 | -0.000662 | 0.000113 | -0.000144 | 0 | 0.000158 | 0.000255 | 0.000351 | 0.00111 | 0.001718 | 0.002168 | 0.002663 | 0.003199 | 0.003618 | 0.003895 | 0.003086 | 0.002934 | 0.001543
-0.024981 | -0.022571 | -0.019347 | -0.016915 | -0.014828 | -0.012856 | -0.011524 | -0.009492 | -0.007412 | -0.0065 | -0.005231 | -0.004201 | -0.003578 | -0.003284 | -0.002474 | -0.002345 | -0.001785 | -0.001493 | -0.001254 | -0.000834 | -0.000553 | -0.000519 | 1.4e-05 | -5.5e-05 | 0 | -2.1e-05 | -0.000107 | -0.000161 | 0.000425 | 0.000928 | 0.00127 | 0.001723 | 0.002269 | 0.002529 | 0.002459 | 0.00193 | 0.001579 | 0.000281
-0.022988 | -0.020599 | -0.017533 | -0.01526 | -0.013264 | -0.01138 | -0.010032 | -0.008276 | -0.006373 | -0.005418 | -0.00429 | -0.003185 | -0.002763 | -0.002428 | -0.001779 | -0.001652 | -0.001215 | -0.001018 | -0.000963 | -0.000584 | -0.000394 | -0.000464 | 0.000372 | -9e-05 | 0 | -0.000204 | -0.000438 | -0.00059 | -5.7e-05 | 0.000322 | 0.000588 | 0.000936 | 0.001397 | 0.001492 | 0.001661 | 0.000871 | 0.00045 | -0.000872
-0.020725 | -0.018353 | -0.01549 | -0.013267 | -0.011437 | -0.009791 | -0.008508 | -0.006858 | -0.004994 | -0.004188 | -0.003327 | -0.002258 | -0.001796 | -0.00155 | -0.001042 | -0.001002 | -0.000584 | -0.00052 | -0.000394 | -0.000246 | -0.000215 | -0.000108 | 0.000295 | 1.7e-05 | 0 | -0.000219 | -0.000638 | -0.000967 | -0.000555 | -0.000116 | 5.7e-05 | 0.000246 | 0.00069 | 0.000739 | 0.000609 | -1.5e-05 | -0.000261 | -0.00154
-0.018736 | -0.016519 | -0.0139 | -0.011864 | -0.010196 | -0.008577 | -0.007539 | -0.005923 | -0.004138 | -0.003449 | -0.002605 | -0.001691 | -0.001245 | -0.00102 | -0.000406 | -0.000483 | -0.000243 | -0.000176 | -0.0002 | -1e-06 | 5e-05 | -3.7e-05 | 0.000402 | 4.4e-05 | 0 | -0.000369 | -0.000832 | -0.001221 | -0.000942 | -0.000708 | -0.000606 | -0.000278 | -6.1e-05 | -1e-06 | -0.000122 | -0.000687 | -0.001002 | -0.002179
-0.016792 | -0.014674 | -0.012169 | -0.010216 | -0.008748 | -0.007383 | -0.006361 | -0.004884 | -0.00313 | -0.002469 | -0.001744 | -0.000767 | -0.000572 | -0.000225 | 6e-05 | 6.5e-05 | 0.000283 | 0.000123 | 6.8e-05 | 0.000246 | 0.000212 | 9.9e-05 | 0.000295 | 0.000126 | 0 | -0.000433 | -0.001011 | -0.001442 | -0.001312 | -0.001096 | -0.00103 | -0.00083 | -0.000595 | -0.000505 | -0.000697 | -0.001281 | -0.001659 | -0.002789
-0.015217 | -0.013188 | -0.010801 | -0.009093 | -0.007732 | -0.00638 | -0.005413 | -0.003944 | -0.00244 | -0.001807 | -0.001064 | -0.000219 | 5.2e-05 | 0.000219 | 0.000654 | 0.000486 | 0.000653 | 0.000674 | 0.000459 | 0.000538 | 0.000452 | 0.000288 | 0.000556 | 0.00018 | 0 | -0.000286 | -0.000912 | -0.001543 | -0.001414 | -0.001221 | -0.001196 | -0.00099 | -0.000719 | -0.000823 | -0.000873 | -0.001573 | -0.001878 | -0.003108
-0.013467 | -0.011585 | -0.009391 | -0.007863 | -0.006588 | -0.005308 | -0.004391 | -0.003183 | -0.001763 | -0.001149 | -0.00044 | 0.000325 | 0.000537 | 0.000679 | 0.000917 | 0.000834 | 0.000845 | 0.00072 | 0.000638 | 0.000638 | 0.000439 | 0.00038 | 0.000602 | 0.000151 | 0 | -0.000372 | -0.001173 | -0.001853 | -0.001726 | -0.00157 | -0.001587 | -0.001471 | -0.001344 | -0.001361 | -0.001478 | -0.002072 | -0.002488 | -0.003587
-0.011994 | -0.010193 | -0.008162 | -0.006756 | -0.005527 | -0.004385 | -0.00362 | -0.002338 | -0.00108 | -0.000498 | 6e-05 | 0.000762 | 0.000996 | 0.001052 | 0.001423 | 0.001193 | 0.001173 | 0.001012 | 0.000795 | 0.000756 | 0.00056 | 0.000484 | 0.000567 | 0.000172 | 0 | -0.000483 | -0.001233 | -0.001918 | -0.001878 | -0.001758 | -0.001794 | -0.00182 | -0.00153 | -0.00168 | -0.001807 | -0.002424 | -0.002734 | -0.003838
-0.010652 | -0.008965 | -0.007039 | -0.005675 | -0.004595 | -0.003531 | -0.002772 | -0.001614 | -0.000409 | 0.000139 | 0.000655 | 0.001304 | 0.001344 | 0.001545 | 0.001734 | 0.001572 | 0.001515 | 0.001215 | 0.000972 | 0.000936 | 0.000776 | 0.000548 | 0.000693 | 0.000291 | 0 | -0.000423 | -0.001245 | -0.001871 | -0.001944 | -0.001939 | -0.001962 | -0.001906 | -0.001783 | -0.001965 | -0.002053 | -0.002555 | -0.002926 | -0.003968
-0.009601 | -0.007953 | -0.006091 | -0.004862 | -0.003843 | -0.002933 | -0.002155 | -0.001121 | 1.2e-05 | 0.000513 | 0.001104 | 0.001538 | 0.001687 | 0.00175 | 0.001979 | 0.001775 | 0.00162 | 0.001367 | 0.001054 | 0.000978 | 0.000737 | 0.000494 | 0.000602 | 0.000153 | 0 | -0.000483 | -0.001331 | -0.002114 | -0.002173 | -0.002223 | -0.002171 | -0.002188 | -0.002113 | -0.002206 | -0.002336 | -0.002914 | -0.003279 | -0.004269
-0.008487 | -0.006954 | -0.005256 | -0.004093 | -0.003167 | -0.002316 | -0.00158 | -0.000554 | 0.000463 | 0.000914 | 0.001374 | 0.001864 | 0.001998 | 0.002068 | 0.002145 | 0.002026 | 0.001864 | 0.001491 | 0.001255 | 0.001062 | 0.00082 | 0.000629 | 0.000566 | 0.000223 | 0 | -0.000469 | -0.001328 | -0.002043 | -0.002207 | -0.00219 | -0.002257 | -0.002198 | -0.002211 | -0.002377 | -0.002488 | -0.00299 | -0.003388 | -0.004304
-0.007369 | -0.005881 | -0.004278 | -0.003217 | -0.002396 | -0.001615 | -0.000947 | 1e-05 | 0.000942 | 0.001344 | 0.001824 | 0.002216 | 0.002358 | 0.002403 | 0.002493 | 0.002239 | 0.002054 | 0.001756 | 0.001365 | 0.001187 | 0.000915 | 0.000658 | 0.000656 | 0.000374 | 0 | -0.000444 | -0.001293 | -0.002107 | -0.002217 | -0.002242 | -0.002314 | -0.002392 | -0.002346 | -0.002448 | -0.00261 | -0.003097 | -0.003425 | -0.004331
-0.006482 | -0.005095 | -0.003612 | -0.002607 | -0.001881 | -0.001165 | -0.000559 | 0.000295 | 0.001157 | 0.001601 | 0.001997 | 0.002378 | 0.002501 | 0.002517 | 0.002562 | 0.002378 | 0.002174 | 0.001799 | 0.001445 | 0.001252 | 0.000971 | 0.000738 | 0.000689 | 0.000257 | 0 | -0.000462 | -0.001266 | -0.002096 | -0.002243 | -0.002331 | -0.002427 | -0.002467 | -0.002438 | -0.002536 | -0.002736 | -0.003155 | -0.003519 | -0.004377
-0.005831 | -0.004491 | -0.003094 | -0.002167 | -0.001486 | -0.000864 | -0.000264 | 0.000571 | 0.001354 | 0.001789 | 0.002161 | 0.00246 | 0.002585 | 0.002652 | 0.002635 | 0.002405 | 0.002171 | 0.001839 | 0.001481 | 0.001231 | 0.000957 | 0.000762 | 0.000611 | 0.000316 | 0 | -0.000522 | -0.001348 | -0.002067 | -0.002223 | -0.002273 | -0.002392 | -0.00251 | -0.002461 | -0.002626 | -0.002806 | -0.003267 | -0.003572 | -0.00435
-0.004888 | -0.003658 | -0.00237 | -0.001545 | -0.00093 | -0.000389 | 0.000155 | 0.000909 | 0.001656 | 0.002063 | 0.002372 | 0.002677 | 0.002803 | 0.002789 | 0.002834 | 0.002548 | 0.002334 | 0.001896 | 0.001525 | 0.00128 | 0.001016 | 0.00073 | 0.000643 | 0.000316 | 0 | -0.000489 | -0.00129 | -0.002 | -0.002206 | -0.002285 | -0.002408 | -0.002439 | -0.002473 | -0.00262 | -0.002797 | -0.0032 | -0.003554 | -0.00424
-0.004212 | -0.00302 | -0.001852 | -0.001112 | -0.000601 | -9e-05 | 0.000445 | 0.001138 | 0.001843 | 0.00219 | 0.002489 | 0.002805 | 0.002869 | 0.00288 | 0.002851 | 0.002623 | 0.002363 | 0.001934 | 0.001586 | 0.001332 | 0.001054 | 0.00076 | 0.00068 | 0.000299 | 0 | -0.000475 | -0.001245 | -0.001931 | -0.002136 | -0.00218 | -0.002345 | -0.002351 | -0.002432 | -0.002545 | -0.00273 | -0.003113 | -0.003407 | -0.004109
-0.003611 | -0.0025 | -0.001406 | -0.000738 | -0.000226 | 0.000247 | 0.000694 | 0.001349 | 0.001975 | 0.002289 | 0.002647 | 0.002912 | 0.002955 | 0.002939 | 0.002881 | 0.002621 | 0.002376 | 0.002002 | 0.001582 | 0.001263 | 0.001014 | 0.000713 | 0.000603 | 0.000265 | 0 | -0.000447 | -0.00118 | -0.001812 | -0.002 | -0.002085 | -0.002206 | -0.002335 | -0.002334 | -0.002437 | -0.002647 | -0.00305 | -0.003309 | -0.003942
-0.003101 | -0.002081 | -0.00109 | -0.000485 | -7.6e-05 | 0.000297 | 0.000736 | 0.00136 | 0.00195 | 0.002327 | 0.002576 | 0.002854 | 0.002885 | 0.002873 | 0.002803 | 0.002587 | 0.002298 | 0.0019 | 0.001505 | 0.001188 | 0.000927 | 0.000708 | 0.000556 | 0.000258 | 0 | -0.000485 | -0.001099 | -0.001682 | -0.001868 | -0.001972 | -0.002111 | -0.002179 | -0.002175 | -0.002285 | -0.002492 | -0.00287 | -0.00313 | -0.003784
-0.002606 | -0.001632 | -0.000724 | -0.000198 | 0.000164 | 0.000525 | 0.000961 | 0.001459 | 0.002041 | 0.002322 | 0.002647 | 0.00282 | 0.002846 | 0.002819 | 0.002774 | 0.002511 | 0.002201 | 0.001853 | 0.001457 | 0.001198 | 0.000913 | 0.000664 | 0.000543 | 0.000225 | 0 | -0.00038 | -0.001012 | -0.001588 | -0.001697 | -0.001815 | -0.001964 | -0.002035 | -0.00205 | -0.002191 | -0.002317 | -0.002696 | -0.002929 | -0.003494
-0.001958 | -0.001051 | -0.000244 | 0.000183 | 0.00049 | 0.000797 | 0.001145 | 0.001611 | 0.002161 | 0.0024 | 0.002656 | 0.002846 | 0.002797 | 0.002794 | 0.00271 | 0.002458 | 0.002162 | 0.001802 | 0.001389 | 0.00107 | 0.000831 | 0.000592 | 0.000457 | 0.000134 | 0 | -0.000387 | -0.00091 | -0.00144 | -0.001576 | -0.001612 | -0.001749 | -0.001832 | -0.001859 | -0.001986 | -0.002147 | -0.00246 | -0.002693 | -0.003225
-0.001547 | -0.000728 | -3.3e-05 | 0.000339 | 0.000594 | 0.00087 | 0.001169 | 0.001652 | 0.002094 | 0.002323 | 0.002506 | 0.00276 | 0.00272 | 0.002689 | 0.002602 | 0.002339 | 0.002042 | 0.001662 | 0.001311 | 0.001007 | 0.000759 | 0.000526 | 0.000441 | 0.000189 | 0 | -0.000291 | -0.000747 | -0.001176 | -0.001271 | -0.001371 | -0.00149 | -0.001563 | -0.001601 | -0.001699 | -0.001808 | -0.00212 | -0.002356 | -0.002813
-0.001115 | -0.000352 | 0.000263 | 0.000562 | 0.000749 | 0.000961 | 0.001226 | 0.001629 | 0.002037 | 0.002236 | 0.002418 | 0.002605 | 0.002571 | 0.002574 | 0.002441 | 0.002214 | 0.001921 | 0.001546 | 0.001193 | 0.00092 | 0.000643 | 0.000462 | 0.000399 | 0.000115 | 0 | -0.00024 | -0.000647 | -0.000963 | -0.001113 | -0.001172 | -0.001301 | -0.001329 | -0.001362 | -0.001496 | -0.001594 | -0.001866 | -0.002064 | -0.002467
-0.000869 | -0.000144 | 0.000403 | 0.000653 | 0.000801 | 0.000972 | 0.001205 | 0.00155 | 0.001926 | 0.00213 | 0.002313 | 0.002455 | 0.00244 | 0.00239 | 0.002316 | 0.00206 | 0.001761 | 0.001409 | 0.001026 | 0.000755 | 0.000545 | 0.000381 | 0.000304 | 0.000144 | 0 | -0.000232 | -0.000537 | -0.000831 | -0.000922 | -0.001 | -0.001096 | -0.00112 | -0.001174 | -0.001241 | -0.001381 | -0.001584 | -0.001768 | -0.002134
-0.000583 | 8.2e-05 | 0.000577 | 0.000815 | 0.000887 | 0.000999 | 0.001191 | 0.00152 | 0.001869 | 0.001994 | 0.002181 | 0.002288 | 0.002283 | 0.002231 | 0.002156 | 0.001907 | 0.001656 | 0.001281 | 0.000923 | 0.000681 | 0.000458 | 0.000327 | 0.000285 | 7.7e-05 | 0 | -0.000148 | -0.000418 | -0.000663 | -0.000723 | -0.000791 | -0.000877 | -0.000888 | -0.000887 | -0.00096 | -0.001073 | -0.001292 | -0.001427 | -0.001729
-0.000799 | -0.00012 | 0.000363 | 0.000583 | 0.000657 | 0.000766 | 0.000959 | 0.001249 | 0.00162 | 0.001742 | 0.001934 | 0.002032 | 0.002049 | 0.002015 | 0.001948 | 0.001707 | 0.001459 | 0.001102 | 0.000772 | 0.000546 | 0.0004 | 0.000242 | 0.000218 | 3.5e-05 | 0 | -0.000143 | -0.00036 | -0.000522 | -0.000554 | -0.000605 | -0.000685 | -0.000713 | -0.00071 | -0.000747 | -0.000812 | -0.00105 | -0.001177 | -0.001451
-0.001036 | -0.000369 | 0.000115 | 0.000339 | 0.000423 | 0.000528 | 0.000713 | 0.001012 | 0.001362 | 0.0015 | 0.001672 | 0.001809 | 0.001789 | 0.001753 | 0.001687 | 0.001516 | 0.001271 | 0.000976 | 0.000675 | 0.000444 | 0.00031 | 0.000168 | 0.000159 | 2.4e-05 | 0 | -9.5e-05 | -0.000255 | -0.000418 | -0.000437 | -0.000466 | -0.000537 | -0.00054 | -0.000531 | -0.000588 | -0.000681 | -0.000802 | -0.000936 | -0.001167
-0.000989 | -0.000338 | 0.000115 | 0.000314 | 0.00038 | 0.000482 | 0.000626 | 0.000919 | 0.001219 | 0.001367 | 0.001562 | 0.001682 | 0.001676 | 0.001676 | 0.001621 | 0.001411 | 0.001181 | 0.000903 | 0.000635 | 0.000396 | 0.000254 | 0.000164 | 0.000159 | 7.8e-05 | 0 | -3e-05 | -0.000188 | -0.000287 | -0.000312 | -0.000319 | -0.000399 | -0.000376 | -0.000379 | -0.000371 | -0.000432 | -0.000588 | -0.000669 | -0.000897
-0.001085 | -0.000447 | 2e-06 | 0.000173 | 0.000215 | 0.000314 | 0.000454 | 0.000736 | 0.00105 | 0.001189 | 0.00136 | 0.001499 | 0.001475 | 0.0015 | 0.001439 | 0.001242 | 0.001067 | 0.000784 | 0.000477 | 0.000315 | 0.000178 | 9e-05 | 7.9e-05 | -2e-06 | 0 | -6.8e-05 | -0.000184 | -0.000278 | -0.000284 | -0.000288 | -0.000351 | -0.000335 | -0.000309 | -0.000344 | -0.000374 | -0.000509 | -0.0006 | -0.00078
-0.0007 | -9.8e-05 | 0.000277 | 0.000422 | 0.000423 | 0.000483 | 0.0006 | 0.000851 | 0.001157 | 0.001267 | 0.001425 | 0.001529 | 0.001581 | 0.001515 | 0.001441 | 0.001273 | 0.00106 | 0.00078 | 0.000505 | 0.00029 | 0.00019 | 7e-05 | 0.000109 | 4e-06 | 0 | -9e-05 | -0.000162 | -0.000284 | -0.00024 | -0.000238 | -0.000314 | -0.00028 | -0.000283 | -0.000288 | -0.000286 | -0.000456 | -0.00049 | -0.000657
-0.000357 | 0.000214 | 0.000539 | 0.000647 | 0.000635 | 0.000658 | 0.000759 | 0.000968 | 0.001262 | 0.001333 | 0.001507 | 0.001595 | 0.001646 | 0.001591 | 0.001515 | 0.001337 | 0.001129 | 0.000852 | 0.000566 | 0.000346 | 0.000232 | 0.000116 | 0.000147 | 3.8e-05 | 0 | -6.3e-05 | -0.000156 | -0.000257 | -0.000251 | -0.000237 | -0.000289 | -0.000275 | -0.000223 | -0.000248 | -0.000266 | -0.000404 | -0.000462 | -0.000581
-4.1e-05 | 0.000477 | 0.000749 | 0.000824 | 0.000776 | 0.000818 | 0.000877 | 0.001082 | 0.001364 | 0.001449 | 0.001588 | 0.001696 | 0.001723 | 0.001691 | 0.00159 | 0.001405 | 0.001181 | 0.000886 | 0.000597 | 0.000389 | 0.000239 | 0.00013 | 0.000118 | 2.6e-05 | 0 | -6.1e-05 | -0.000185 | -0.000297 | -0.000303 | -0.000296 | -0.00034 | -0.000303 | -0.000287 | -0.00029 | -0.000315 | -0.000418 | -0.000465 | -0.000594
0.000426 | 0.000905 | 0.001132 | 0.001166 | 0.001124 | 0.001099 | 0.001166 | 0.001351 | 0.001608 | 0.001683 | 0.001826 | 0.001937 | 0.001926 | 0.001873 | 0.001804 | 0.001592 | 0.001331 | 0.001017 | 0.000733 | 0.000473 | 0.000304 | 0.000188 | 0.000158 | 4.8e-05 | 0 | -6e-05 | -0.000187 | -0.000332 | -0.000324 | -0.000333 | -0.000355 | -0.000355 | -0.000346 | -0.000309 | -0.000329 | -0.000446 | -0.000513 | -0.000597
0.001303 | 0.001739 | 0.001926 | 0.00197 | 0.00193 | 0.001945 | 0.002012 | 0.002258 | 0.002581 | 0.002703 | 0.002848 | 0.002994 | 0.002995 | 0.002938 | 0.002805 | 0.00253 | 0.002173 | 0.001739 | 0.00131 | 0.000961 | 0.000704 | 0.00047 | 0.000339 | 0.0001 | 0 | -0.000215 | -0.000627 | -0.001042 | -0.001184 | -0.001284 | -0.001414 | -0.001493 | -0.001562 | -0.001639 | -0.001756 | -0.001953 | -0.002091 | -0.00239
0.001157 | 0.001623 | 0.001849 | 0.001895 | 0.001863 | 0.001897 | 0.001993 | 0.002243 | 0.002548 | 0.002682 | 0.002829 | 0.003003 | 0.002978 | 0.002952 | 0.002845 | 0.00255 | 0.002202 | 0.001776 | 0.001357 | 0.001013 | 0.000782 | 0.000524 | 0.00039 | 0.000145 | 0 | -0.000251 | -0.000637 | -0.001057 | -0.00121 | -0.001335 | -0.001461 | -0.001532 | -0.001612 | -0.001717 | -0.001847 | -0.002024 | -0.002203 | -0.002499
0.000969 | 0.001476 | 0.001735 | 0.001815 | 0.001821 | 0.001868 | 0.001958 | 0.002234 | 0.002565 | 0.002699 | 0.002836 | 0.003001 | 0.002995 | 0.002983 | 0.002864 | 0.00259 | 0.002242 | 0.001815 | 0.001401 | 0.001049 | 0.000794 | 0.000547 | 0.000427 | 0.000161 | 0 | -0.000259 | -0.000693 | -0.001136 | -0.001317 | -0.001399 | -0.001562 | -0.001631 | -0.001724 | -0.001812 | -0.001956 | -0.00215 | -0.002321 | -0.002615
0.000851 | 0.001379 | 0.001672 | 0.001793 | 0.00182 | 0.001864 | 0.001968 | 0.002253 | 0.002557 | 0.002693 | 0.002864 | 0.00302 | 0.003013 | 0.003005 | 0.002908 | 0.002635 | 0.002287 | 0.001858 | 0.001424 | 0.001067 | 0.000817 | 0.00059 | 0.000436 | 0.000181 | 0 | -0.000267 | -0.000729 | -0.001222 | -0.001391 | -0.001496 | -0.00163 | -0.001727 | -0.001795 | -0.001932 | -0.002041 | -0.002256 | -0.002381 | -0.002705
0.000491 | 0.00104 | 0.001373 | 0.00149 | 0.001522 | 0.001607 | 0.001767 | 0.002053 | 0.002394 | 0.00256 | 0.002757 | 0.002916 | 0.002908 | 0.002915 | 0.002813 | 0.002558 | 0.002227 | 0.001813 | 0.001429 | 0.001112 | 0.000835 | 0.000631 | 0.000468 | 0.000231 | 0 | -0.000272 | -0.000776 | -0.001265 | -0.001458 | -0.001563 | -0.001704 | -0.001793 | -0.001859 | -0.00198 | -0.002093 | -0.002321 | -0.002481 | -0.002794
0.000482 | 0.001045 | 0.001403 | 0.001549 | 0.001567 | 0.001656 | 0.001789 | 0.002058 | 0.002398 | 0.00255 | 0.002737 | 0.002894 | 0.002894 | 0.002904 | 0.002822 | 0.002522 | 0.002207 | 0.001811 | 0.001395 | 0.001089 | 0.000827 | 0.000612 | 0.000464 | 0.000217 | 0 | -0.000296 | -0.000828 | -0.001307 | -0.001504 | -0.001613 | -0.001722 | -0.001839 | -0.001884 | -0.00201 | -0.002105 | -0.002373 | -0.002511 | -0.002819
0.00036 | 0.000921 | 0.001275 | 0.001423 | 0.00146 | 0.001535 | 0.001694 | 0.001965 | 0.002301 | 0.002447 | 0.002631 | 0.002781 | 0.002808 | 0.002776 | 0.002714 | 0.002472 | 0.002143 | 0.001764 | 0.001385 | 0.001034 | 0.00081 | 0.000599 | 0.000477 | 0.000216 | 0 | -0.00031 | -0.000854 | -0.001374 | -0.001584 | -0.001662 | -0.00181 | -0.001897 | -0.001965 | -0.002091 | -0.002171 | -0.002389 | -0.00253 | -0.002828
0.00033 | 0.00088 | 0.001233 | 0.001391 | 0.001401 | 0.001485 | 0.001621 | 0.001919 | 0.002187 | 0.002357 | 0.002532 | 0.002686 | 0.002709 | 0.002698 | 0.002585 | 0.002389 | 0.002088 | 0.001707 | 0.001317 | 0.001026 | 0.000791 | 0.000608 | 0.000464 | 0.000233 | 0 | -0.000326 | -0.000868 | -0.001412 | -0.001596 | -0.001713 | -0.001844 | -0.001912 | -0.001941 | -0.002063 | -0.002175 | -0.002369 | -0.002518 | -0.002786
0.000383 | 0.000927 | 0.001256 | 0.001384 | 0.00138 | 0.001473 | 0.001608 | 0.001873 | 0.002156 | 0.002303 | 0.002477 | 0.002597 | 0.002619 | 0.00259 | 0.002518 | 0.002305 | 0.002007 | 0.001654 | 0.001273 | 0.000974 | 0.000735 | 0.000557 | 0.000426 | 0.000217 | 0 | -0.000352 | -0.000909 | -0.001434 | -0.001645 | -0.001727 | -0.001859 | -0.001932 | -0.001978 | -0.002061 | -0.002148 | -0.002338 | -0.002456 | -0.002759
0.000398 | 0.000953 | 0.001287 | 0.0014 | 0.001402 | 0.00148 | 0.001581 | 0.001839 | 0.002112 | 0.002255 | 0.002419 | 0.002569 | 0.002559 | 0.002562 | 0.002488 | 0.002251 | 0.001964 | 0.001619 | 0.001242 | 0.000966 | 0.000767 | 0.000574 | 0.000439 | 0.000215 | 0 | -0.000356 | -0.000897 | -0.001409 | -0.001607 | -0.001692 | -0.001826 | -0.001866 | -0.001936 | -0.002011 | -0.002111 | -0.002272 | -0.002377 | -0.002658
0.000298 | 0.000936 | 0.001253 | 0.001366 | 0.001364 | 0.001428 | 0.001559 | 0.001805 | 0.002055 | 0.002196 | 0.002327 | 0.002462 | 0.002449 | 0.002443 | 0.002376 | 0.002185 | 0.001877 | 0.001528 | 0.001209 | 0.000917 | 0.000705 | 0.000522 | 0.000402 | 0.00019 | 0 | -0.000354 | -0.000902 | -0.001399 | -0.001581 | -0.001666 | -0.001783 | -0.001841 | -0.001868 | -0.00194 | -0.002031 | -0.002194 | -0.002279 | -0.00253
0.000386 | 0.000927 | 0.001229 | 0.001324 | 0.001339 | 0.001392 | 0.001498 | 0.001743 | 0.001982 | 0.002135 | 0.00227 | 0.002417 | 0.002383 | 0.002361 | 0.002273 | 0.002104 | 0.001823 | 0.001479 | 0.00116 | 0.000876 | 0.000682 | 0.000514 | 0.000402 | 0.00019 | 0 | -0.000326 | -0.000867 | -0.001347 | -0.001532 | -0.0016 | -0.001709 | -0.001728 | -0.00178 | -0.001837 | -0.001907 | -0.002052 | -0.002163 | -0.002387
0.00043 | 0.00092 | 0.001209 | 0.001288 | 0.001309 | 0.001353 | 0.00146 | 0.001673 | 0.001925 | 0.002067 | 0.002211 | 0.002306 | 0.002308 | 0.002292 | 0.002205 | 0.002012 | 0.001757 | 0.001428 | 0.001102 | 0.000855 | 0.000657 | 0.000508 | 0.000363 | 0.000181 | 0 | -0.000318 | -0.000819 | -0.001297 | -0.00144 | -0.001529 | -0.001608 | -0.001647 | -0.001677 | -0.001741 | -0.001792 | -0.001948 | -0.00204 | -0.002226
0.00041 | 0.000892 | 0.001166 | 0.00124 | 0.00123 | 0.001279 | 0.001376 | 0.001583 | 0.001805 | 0.001939 | 0.002077 | 0.002193 | 0.002178 | 0.002208 | 0.002123 | 0.001929 | 0.001668 | 0.001351 | 0.001076 | 0.000815 | 0.000622 | 0.000468 | 0.000377 | 0.000193 | 0 | -0.000319 | -0.000792 | -0.001239 | -0.001386 | -0.001436 | -0.001537 | -0.001559 | -0.001569 | -0.001626 | -0.001668 | -0.001794 | -0.001876 | -0.002075
0.000402 | 0.000868 | 0.00112 | 0.001178 | 0.001181 | 0.001194 | 0.00131 | 0.00151 | 0.001749 | 0.001875 | 0.00204 | 0.002136 | 0.002117 | 0.002121 | 0.002055 | 0.001866 | 0.00163 | 0.001312 | 0.001029 | 0.000776 | 0.000628 | 0.000474 | 0.00039 | 0.0002 | 0 | -0.000277 | -0.000718 | -0.001169 | -0.001296 | -0.001351 | -0.001437 | -0.001441 | -0.001467 | -0.001496 | -0.001535 | -0.001687 | -0.001743 | -0.001898
0.000353 | 0.000808 | 0.001064 | 0.001124 | 0.001115 | 0.001157 | 0.001239 | 0.001434 | 0.001642 | 0.001779 | 0.001926 | 0.00203 | 0.002027 | 0.002009 | 0.001952 | 0.001791 | 0.001564 | 0.001239 | 0.000986 | 0.000744 | 0.00059 | 0.000464 | 0.000387 | 0.00017 | 0 | -0.000243 | -0.000672 | -0.001053 | -0.001199 | -0.001268 | -0.001326 | -0.001302 | -0.001324 | -0.00137 | -0.001384 | -0.001522 | -0.001573 | -0.001723
0.000133 | 0.000586 | 0.000828 | 0.000889 | 0.000859 | 0.000894 | 0.000994 | 0.0012 | 0.001428 | 0.001536 | 0.001704 | 0.001803 | 0.001818 | 0.001806 | 0.001758 | 0.001614 | 0.001396 | 0.001128 | 0.000844 | 0.000647 | 0.000518 | 0.00039 | 0.000336 | 0.00015 | 0 | -0.000251 | -0.000659 | -0.00101 | -0.001118 | -0.001172 | -0.001233 | -0.001245 | -0.001239 | -0.001265 | -0.001293 | -0.001395 | -0.001457 | -0.001562
0.000185 | 0.000649 | 0.000899 | 0.000973 | 0.000953 | 0.000983 | 0.001065 | 0.001246 | 0.00147 | 0.00158 | 0.001684 | 0.001808 | 0.001787 | 0.001782 | 0.001728 | 0.00157 | 0.001384 | 0.001087 | 0.000823 | 0.000635 | 0.000513 | 0.000378 | 0.000313 | 0.000143 | 0 | -0.000208 | -0.000584 | -0.000935 | -0.001008 | -0.001065 | -0.001128 | -0.001147 | -0.001125 | -0.001134 | -0.001146 | -0.001233 | -0.001281 | -0.001385
0.000231 | 0.000666 | 0.000872 | 0.000915 | 0.000861 | 0.000891 | 0.000958 | 0.00114 | 0.001355 | 0.001462 | 0.001594 | 0.001682 | 0.00165 | 0.001683 | 0.001615 | 0.001483 | 0.001282 | 0.001007 | 0.000767 | 0.00056 | 0.000448 | 0.000328 | 0.000301 | 0.000122 | 0 | -0.000207 | -0.000546 | -0.000868 | -0.000948 | -0.000975 | -0.001029 | -0.001036 | -0.001029 | -0.00102 | -0.001024 | -0.001125 | -0.001149 | -0.001234
0.000361 | 0.00078 | 0.000967 | 0.001013 | 0.000954 | 0.000955 | 0.001008 | 0.001193 | 0.001386 | 0.001481 | 0.001618 | 0.001674 | 0.001692 | 0.001677 | 0.0016 | 0.001464 | 0.00127 | 0.00101 | 0.000765 | 0.000579 | 0.000437 | 0.00031 | 0.000305 | 0.000148 | 0 | -0.000165 | -0.000452 | -0.000734 | -0.000825 | -0.00083 | -0.000916 | -0.000887 | -0.000851 | -0.000868 | -0.000875 | -0.000968 | -0.000979 | -0.001056
0.000297 | 0.0007 | 0.000898 | 0.000955 | 0.000905 | 0.000902 | 0.000986 | 0.001151 | 0.001371 | 0.001454 | 0.001582 | 0.001672 | 0.0017 | 0.001681 | 0.001598 | 0.001477 | 0.001285 | 0.001017 | 0.000751 | 0.000562 | 0.00043 | 0.000293 | 0.000249 | 0.000112 | 0 | -0.000173 | -0.000414 | -0.000684 | -0.00073 | -0.000745 | -0.000808 | -0.000826 | -0.000755 | -0.000779 | -0.000751 | -0.000854 | -0.000841 | -0.000924
0.000416 | 0.000823 | 0.000972 | 0.001002 | 0.000944 | 0.000936 | 0.000993 | 0.001166 | 0.001357 | 0.001461 | 0.001564 | 0.001679 | 0.001659 | 0.001656 | 0.001599 | 0.001414 | 0.001247 | 0.000978 | 0.000736 | 0.000526 | 0.000396 | 0.000276 | 0.000237 | 8.7e-05 | 0 | -0.000176 | -0.000379 | -0.000586 | -0.000624 | -0.000656 | -0.000681 | -0.000668 | -0.000616 | -0.000614 | -0.000621 | -0.000706 | -0.000733 | -0.000764
0.000393 | 0.000778 | 0.000929 | 0.000956 | 0.000867 | 0.000894 | 0.000947 | 0.001106 | 0.001326 | 0.001393 | 0.001532 | 0.001625 | 0.001619 | 0.001597 | 0.001557 | 0.001364 | 0.001195 | 0.000931 | 0.000681 | 0.000509 | 0.000378 | 0.00024 | 0.0002 | 6.5e-05 | 0 | -0.000138 | -0.000309 | -0.000496 | -0.000508 | -0.000514 | -0.000547 | -0.00055 | -0.00048 | -0.000461 | -0.000462 | -0.000547 | -0.000548 | -0.000597
0.000355 | 0.000739 | 0.000906 | 0.000924 | 0.000869 | 0.000863 | 0.000909 | 0.001053 | 0.001274 | 0.001352 | 0.001453 | 0.001573 | 0.001564 | 0.001542 | 0.001476 | 0.001348 | 0.001177 | 0.000926 | 0.000646 | 0.000484 | 0.000353 | 0.000254 | 0.000171 | 3.7e-05 | 0 | -7.2e-05 | -0.000235 | -0.000377 | -0.000368 | -0.000374 | -0.000414 | -0.000383 | -0.000309 | -0.000314 | -0.000312 | -0.000355 | -0.000374 | -0.000395
0.00021 | 0.000612 | 0.000763 | 0.000792 | 0.000716 | 0.000722 | 0.000781 | 0.000934 | 0.001152 | 0.001204 | 0.00132 | 0.001427 | 0.001452 | 0.001387 | 0.001342 | 0.00117 | 0.001017 | 0.000801 | 0.000554 | 0.000399 | 0.000267 | 0.000105 | 0.000113 | 4e-06 | 0 | -0.000112 | -0.000218 | -0.000328 | -0.000297 | -0.000316 | -0.000337 | -0.000289 | -0.000225 | -0.000248 | -0.000216 | -0.000281 | -0.000253 | -0.000289
0.00022 | 0.000631 | 0.000801 | 0.00082 | 0.000752 | 0.000769 | 0.000782 | 0.000961 | 0.001191 | 0.001257 | 0.00137 | 0.001466 | 0.00146 | 0.001444 | 0.001366 | 0.001215 | 0.001076 | 0.000827 | 0.000624 | 0.00044 | 0.000302 | 0.000198 | 0.000184 | 5.8e-05 | 0 | -1.8e-05 | -9.1e-05 | -0.000214 | -0.000175 | -0.000193 | -0.000207 | -0.000154 | -0.000101 | -2.2e-05 | -4.8e-05 | -9.4e-05 | -7e-05 | -8.8e-05
0.000403 | 0.000781 | 0.000927 | 0.000921 | 0.000844 | 0.000842 | 0.000829 | 0.000981 | 0.001186 | 0.001197 | 0.001296 | 0.001396 | 0.001404 | 0.001366 | 0.001279 | 0.001164 | 0.000989 | 0.000751 | 0.000528 | 0.000361 | 0.000248 | 0.000152 | 0.00014 | 2e-05 | 0 | -3.3e-05 | -0.000125 | -0.000219 | -0.000185 | -0.000162 | -0.000174 | -0.000141 | -8.7e-05 | -2.2e-05 | 1.3e-05 | -5e-05 | -5.9e-05 | -2.5e-05
0.000435 | 0.0008 | 0.000937 | 0.000926 | 0.00082 | 0.000799 | 0.000801 | 0.000938 | 0.001146 | 0.001147 | 0.001256 | 0.001315 | 0.001328 | 0.001279 | 0.001238 | 0.001076 | 0.000957 | 0.000708 | 0.000491 | 0.000352 | 0.00025 | 0.000166 | 0.000158 | 2.8e-05 | 0 | -2.9e-05 | -0.000121 | -0.000162 | -0.000129 | -0.00012 | -0.000116 | -8.6e-05 | -3e-06 | 3.8e-05 | 9.7e-05 | 2e-05 | 8.8e-05 | 7.8e-05
0.00043 | 0.000787 | 0.000918 | 0.000871 | 0.000778 | 0.000777 | 0.000738 | 0.000876 | 0.00109 | 0.001086 | 0.001188 | 0.001269 | 0.001253 | 0.001188 | 0.001146 | 0.001001 | 0.000878 | 0.000637 | 0.000442 | 0.000302 | 0.000211 | 0.000136 | 0.000121 | 2.8e-05 | 0 | -5.5e-05 | -0.000108 | -0.000178 | -0.000116 | -9.5e-05 | -8.4e-05 | -6.5e-05 | 2.9e-05 | 7.5e-05 | 0.000112 | 0.0001 | 0.000114 | 0.000145
0.000472 | 0.000815 | 0.000902 | 0.000883 | 0.000788 | 0.000763 | 0.0007 | 0.000817 | 0.001031 | 0.001032 | 0.001126 | 0.001209 | 0.001214 | 0.001138 | 0.001086 | 0.000937 | 0.000828 | 0.0006 | 0.000408 | 0.000287 | 0.000207 | 0.000106 | 8.8e-05 | 7e-06 | 0 | -8.3e-05 | -0.000141 | -0.000182 | -0.000109 | -0.000106 | -8.1e-05 | -1.4e-05 | 7.4e-05 | 0.000128 | 0.000188 | 0.000123 | 0.0002 | 0.000237
0.000784 | 0.001102 | 0.001124 | 0.001081 | 0.000962 | 0.00093 | 0.000873 | 0.000949 | 0.001125 | 0.001167 | 0.001204 | 0.00129 | 0.001267 | 0.001207 | 0.001195 | 0.001002 | 0.000897 | 0.000672 | 0.000484 | 0.000374 | 0.000293 | 0.000202 | 0.000183 | 6.3e-05 | 0 | -9e-06 | -3.7e-05 | -0.00011 | -1.6e-05 | 2.4e-05 | -1.2e-05 | 9.4e-05 | 0.000203 | 0.000262 | 0.000342 | 0.000282 | 0.000365 | 0.000415
0.000596 | 0.000879 | 0.000896 | 0.00086 | 0.000752 | 0.000746 | 0.000667 | 0.000772 | 0.000955 | 0.000955 | 0.001036 | 0.001182 | 0.001133 | 0.001038 | 0.001026 | 0.000901 | 0.000805 | 0.000562 | 0.000388 | 0.000282 | 0.000201 | 0.000114 | 0.000159 | 3.4e-05 | 0 | -1.3e-05 | -8.7e-05 | -9.8e-05 | -1.9e-05 | 3.5e-05 | 5.9e-05 | 0.000143 | 0.000266 | 0.000342 | 0.000377 | 0.000367 | 0.000412 | 0.000507
0.000253 | 0.000579 | 0.000615 | 0.000591 | 0.000509 | 0.000485 | 0.000418 | 0.000555 | 0.000779 | 0.00075 | 0.000845 | 0.00095 | 0.000924 | 0.000891 | 0.000878 | 0.000744 | 0.000647 | 0.000433 | 0.00028 | 0.000205 | 0.000112 | 6.3e-05 | 0.0001 | -4.8e-05 | 0 | -5.9e-05 | -0.000106 | -0.000153 | -2.4e-05 | 7.2e-05 | 4.4e-05 | 0.000143 | 0.000287 | 0.000334 | 0.000409 | 0.000394 | 0.000467 | 0.000557
2.3e-05 | 0.000359 | 0.00041 | 0.000431 | 0.000338 | 0.000367 | 0.000296 | 0.000444 | 0.000675 | 0.000707 | 0.000803 | 0.000967 | 0.000899 | 0.000886 | 0.000844 | 0.000716 | 0.00058 | 0.000407 | 0.000287 | 0.0002 | 0.000121 | 4.1e-05 | 0.000106 | 1.2e-05 | 0 | -6e-05 | -9.1e-05 | -0.000132 | -2.2e-05 | 7.4e-05 | 5.2e-05 | 0.000146 | 0.000278 | 0.000396 | 0.000481 | 0.000456 | 0.000522 | 0.000606
-0.000222 | 0.000128 | 0.000233 | 0.000218 | 0.000184 | 0.000216 | 0.000145 | 0.000312 | 0.000629 | 0.000603 | 0.00068 | 0.000821 | 0.000826 | 0.000797 | 0.000804 | 0.000647 | 0.000594 | 0.000372 | 0.000233 | 0.000167 | 0.00011 | 3.8e-05 | 0.000116 | -3e-05 | 0 | 2.8e-05 | -8.8e-05 | -0.000137 | -2.6e-05 | 6.8e-05 | 9.7e-05 | 0.000182 | 0.000347 | 0.000431 | 0.000554 | 0.00051 | 0.000548 | 0.000653
-0.000306 | 5.3e-05 | 0.000151 | 0.000175 | 0.0001 | 0.000167 | 7.6e-05 | 0.000216 | 0.000541 | 0.000511 | 0.000635 | 0.00083 | 0.000792 | 0.000741 | 0.000741 | 0.000582 | 0.000519 | 0.000329 | 0.000181 | 0.000108 | 1.7e-05 | -3.7e-05 | 0.000146 | -3.6e-05 | 0 | -5.3e-05 | -7.3e-05 | -0.00016 | -5.4e-05 | 2e-05 | 1.2e-05 | 0.000124 | 0.000344 | 0.000415 | 0.000462 | 0.000454 | 0.000565 | 0.000629
-0.000301 | 7.5e-05 | 0.000166 | 0.00018 | 0.000163 | 0.000218 | 0.000108 | 0.000348 | 0.000574 | 0.000605 | 0.000689 | 0.000882 | 0.000879 | 0.000825 | 0.000819 | 0.000691 | 0.000558 | 0.000374 | 0.000231 | 0.000122 | 9.7e-05 | 5.7e-05 | 0.000159 | 5.6e-05 | 0 | 4.7e-05 | -2.2e-05 | -0.000119 | 2.6e-05 | 6.8e-05 | 6e-05 | 0.000213 | 0.0004 | 0.00049 | 0.000559 | 0.000513 | 0.000589 | 0.000649
-0.000621 | -0.00023 | -0.000104 | -5.3e-05 | -0.000114 | 4e-06 | -0.0001 | 9.4e-05 | 0.000405 | 0.000433 | 0.000571 | 0.00074 | 0.00071 | 0.000661 | 0.000713 | 0.00057 | 0.000432 | 0.000272 | 0.000115 | 7.2e-05 | 1.2e-05 | -8.7e-05 | 0.000135 | -1.3e-05 | 0 | -2.6e-05 | -0.000125 | -0.000214 | -0.000116 | 8e-06 | 2.8e-05 | 9e-05 | 0.000285 | 0.000381 | 0.00049 | 0.000413 | 0.000502 | 0.000596
-0.000275 | 5.6e-05 | 0.000136 | 0.000172 | 9.6e-05 | 0.000173 | 6.6e-05 | 0.000267 | 0.000557 | 0.000563 | 0.000649 | 0.000869 | 0.000775 | 0.000817 | 0.000762 | 0.000628 | 0.000528 | 0.000278 | 0.000226 | 0.000116 | 7.1e-05 | 1.1e-05 | 0.000117 | -2.2e-05 | 0 | 1.9e-05 | -0.000143 | -0.000243 | -0.000164 | -1.6e-05 | -2.8e-05 | 5.7e-05 | 0.000236 | 0.000347 | 0.000483 | 0.000465 | 0.000476 | 0.000608

## ACS149_CC_tcarray
-0.000188 | 0.000702 | 0.001642 | 0.002904 | 0.004462 | 0.006639 | 0.005729 | 0.005789 | 0.00591 | 0.005057 | 0.005146 | 0.005113 | 0.004516 | 0.004185 | 0.003769 | 0.004185 | 0.003892 | 0.004191 | 0.004433 | 0.004521 | 0.003379 | 0.00096 | 0.001585 | -0.000309 | 0 | -0.00154 | -0.001624 | -0.003456 | -0.003407 | -0.004589 | -0.004736 | -0.006259 | -0.008163 | -0.009704 | -0.010274 | -0.011492 | -0.012629 | -0.014965
0.002321 | 0.001896 | 0.001024 | 0.002025 | 0.003735 | 0.003191 | 0.00418 | 0.005184 | 0.006366 | 0.005185 | 0.005046 | 0.004264 | 0.004869 | 0.003832 | 0.004003 | 0.00376 | 0.003321 | 0.00346 | 0.002522 | 0.002908 | 0.002202 | 0.001716 | 0.002233 | 0.001323 | 0 | -0.001595 | -0.001465 | -0.001994 | -0.00277 | -0.003179 | -0.004334 | -0.005428 | -0.005393 | -0.006329 | -0.006937 | -0.009955 | -0.009757 | -0.010927
-0.005196 | -0.004866 | -0.004724 | -0.003586 | -0.001798 | -0.000464 | -0.000276 | 0.000438 | 0.001094 | 0.001348 | 0.00087 | 0.001175 | 0.001188 | 0.001036 | 0.00117 | 0.001088 | 0.001614 | 0.001674 | 0.002856 | 0.002199 | 0.002337 | 0.001396 | 0.000872 | -0.00029 | 0 | -0.000618 | -0.000676 | -0.001483 | -0.002 | -0.002271 | -0.002881 | -0.003291 | -0.003878 | -0.005183 | -0.006518 | -0.006888 | -0.007707 | -0.009781
-0.009416 | -0.008841 | -0.008148 | -0.006528 | -0.004953 | -0.003445 | -0.002695 | -0.002026 | -0.001028 | -0.000981 | -0.001048 | -0.000333 | -0.001145 | -0.000337 | -0.000349 | 0.000626 | -0.0002 | 0.001318 | 0.00102 | 0.001283 | 0.001265 | 0.000371 | 0.001236 | 0.000461 | 0 | -0.000761 | -2.9e-05 | -0.000854 | -0.00085 | -0.001038 | -0.001661 | -0.002417 | -0.002714 | -0.003426 | -0.003421 | -0.005253 | -0.005919 | -0.007255
-0.008401 | -0.008943 | -0.009013 | -0.00829 | -0.006507 | -0.005502 | -0.004939 | -0.003892 | -0.003211 | -0.00296 | -0.00284 | -0.002499 | -0.002271 | -0.001643 | -0.001334 | -0.00096 | -0.000527 | -0.000653 | 9.9e-05 | 0.000487 | 0.000293 | -0.000227 | 0.000137 | -0.000297 | 0 | -0.000853 | -0.000772 | -0.001039 | -0.001157 | -0.001637 | -0.001858 | -0.001718 | -0.002327 | -0.002718 | -0.004091 | -0.004801 | -0.004613 | -0.006636
-0.011429 | -0.01099 | -0.010677 | -0.00985 | -0.008099 | -0.006809 | -0.006523 | -0.005262 | -0.004447 | -0.004554 | -0.003875 | -0.003124 | -0.003439 | -0.003665 | -0.00268 | -0.002113 | -0.001623 | -0.000813 | -0.000426 | 0.00032 | 0.000164 | 0.00032 | 0.000772 | -0.000239 | 0 | -0.000188 | 3.7e-05 | -0.000371 | 5.6e-05 | -0.000354 | -0.000166 | -0.000745 | -0.001064 | -0.001615 | -0.001719 | -0.002795 | -0.003457 | -0.004686
-0.01273 | -0.012131 | -0.011634 | -0.010542 | -0.009259 | -0.00791 | -0.007103 | -0.006609 | -0.005547 | -0.005388 | -0.005295 | -0.00506 | -0.003889 | -0.003502 | -0.003241 | -0.002594 | -0.002201 | -0.001904 | -0.000863 | -0.000933 | -0.000227 | -0.000518 | -0.000298 | -0.00068 | 0 | -0.000765 | -0.000335 | -1.9e-05 | -0.000489 | -0.000314 | -3.4e-05 | -0.000683 | -0.00062 | -0.001663 | -0.001747 | -0.002068 | -0.00287 | -0.004037
-0.014896 | -0.014601 | -0.013593 | -0.012402 | -0.010531 | -0.009408 | -0.008676 | -0.007382 | -0.006558 | -0.005976 | -0.005436 | -0.004899 | -0.004959 | -0.004434 | -0.003502 | -0.003068 | -0.002443 | -0.001474 | -0.001265 | -0.000504 | -0.00024 | -0.000376 | 0.000395 | 0.000211 | 0 | 4.2e-05 | 0.000367 | 0.000309 | 0.000284 | 0.000724 | 0.000419 | 0.000527 | -0.000197 | -0.000279 | -0.000651 | -0.001504 | -0.001663 | -0.002913
-0.015589 | -0.014808 | -0.013533 | -0.012285 | -0.01072 | -0.00953 | -0.008797 | -0.008278 | -0.007257 | -0.006947 | -0.006186 | -0.005616 | -0.00562 | -0.004645 | -0.004245 | -0.003596 | -0.00314 | -0.002597 | -0.001439 | -0.00067 | -0.000779 | -0.000364 | 0.000104 | -0.000481 | 0 | -0.00044 | -9.1e-05 | 0.000286 | 0.000355 | 0.000461 | 0.000509 | 8.3e-05 | 0.000684 | 0.000357 | 4e-06 | -0.00069 | -0.001023 | -0.002056
-0.016634 | -0.016176 | -0.015125 | -0.01361 | -0.01208 | -0.010628 | -0.009599 | -0.008426 | -0.007483 | -0.006966 | -0.006376 | -0.005897 | -0.005449 | -0.004789 | -0.004172 | -0.00358 | -0.002649 | -0.00176 | -0.001593 | -0.000969 | -1e-05 | -3.8e-05 | 7.2e-05 | 0.000193 | 0 | 0.000423 | 0.000771 | 0.000823 | 0.00097 | 0.001345 | 0.001541 | 0.001465 | 0.001101 | 0.000948 | 0.000637 | 0.000208 | 0.000254 | -0.000941
-0.018329 | -0.017692 | -0.016519 | -0.015058 | -0.013443 | -0.012108 | -0.011187 | -0.010032 | -0.008992 | -0.008398 | -0.007773 | -0.007168 | -0.006736 | -0.006053 | -0.005096 | -0.004272 | -0.003661 | -0.002941 | -0.002249 | -0.00131 | -0.000886 | -0.00074 | -0.000436 | -0.000343 | 0 | -0.000299 | 0.000228 | 0.000568 | 0.000775 | 0.000882 | 0.00113 | 0.00122 | 0.00131 | 0.000753 | 0.000523 | 0.000106 | -6.5e-05 | -0.001233
-0.017891 | -0.017421 | -0.016291 | -0.014823 | -0.013211 | -0.011802 | -0.010835 | -0.009918 | -0.009093 | -0.008443 | -0.007468 | -0.006609 | -0.006158 | -0.005572 | -0.004842 | -0.004318 | -0.003697 | -0.00259 | -0.001845 | -0.001392 | -0.000893 | -0.000441 | -0.000257 | -0.000247 | 0 | 9.1e-05 | 0.000368 | 0.000808 | 0.001062 | 0.000915 | 0.001307 | 0.00159 | 0.001337 | 0.001409 | 0.001152 | 0.000682 | 0.000166 | -0.000629
-0.01839 | -0.017965 | -0.016776 | -0.015346 | -0.013775 | -0.012332 | -0.011285 | -0.010156 | -0.009087 | -0.008253 | -0.007736 | -0.00702 | -0.006697 | -0.005691 | -0.005325 | -0.004329 | -0.003397 | -0.002816 | -0.002145 | -0.001325 | -0.000917 | -0.000492 | -0.000175 | -0.000175 | 0 | 0.000101 | 0.000754 | 0.000919 | 0.001146 | 0.001538 | 0.001748 | 0.00141 | 0.001687 | 0.001508 | 0.001509 | 0.001008 | 0.000924 | -0.000142
-0.019127 | -0.018546 | -0.017304 | -0.015994 | -0.014352 | -0.013109 | -0.012026 | -0.010777 | -0.009777 | -0.00908 | -0.008361 | -0.007556 | -0.006921 | -0.006104 | -0.005368 | -0.00458 | -0.003651 | -0.002878 | -0.002425 | -0.001617 | -0.001045 | -0.000722 | -0.00027 | -0.000241 | 0 | 0 | 0.000448 | 0.000706 | 0.00111 | 0.001325 | 0.001509 | 0.001644 | 0.001807 | 0.001401 | 0.001257 | 0.001114 | 0.000847 | -9.5e-05
-0.018342 | -0.017921 | -0.016885 | -0.015519 | -0.014012 | -0.012793 | -0.011628 | -0.010687 | -0.009588 | -0.008711 | -0.007875 | -0.007404 | -0.006884 | -0.006065 | -0.005466 | -0.004488 | -0.003856 | -0.002841 | -0.002193 | -0.001542 | -0.000942 | -0.000636 | -0.00041 | -0.000259 | 0 | 0.000174 | 0.000426 | 0.00088 | 0.001102 | 0.001521 | 0.001689 | 0.001783 | 0.001784 | 0.001705 | 0.001819 | 0.001432 | 0.001359 | 0.00034
-0.019343 | -0.018882 | -0.017735 | -0.01636 | -0.014815 | -0.01358 | -0.012453 | -0.011286 | -0.010146 | -0.009358 | -0.008651 | -0.00776 | -0.007027 | -0.006327 | -0.005505 | -0.004872 | -0.004003 | -0.003093 | -0.002422 | -0.001745 | -0.001152 | -0.000644 | -0.000248 | -0.000211 | 0 | -4.3e-05 | 0.000496 | 0.000782 | 0.001052 | 0.001384 | 0.00159 | 0.001639 | 0.001809 | 0.001783 | 0.001583 | 0.001426 | 0.001148 | 0.000165
-0.018837 | -0.018327 | -0.017161 | -0.015936 | -0.014471 | -0.013226 | -0.012095 | -0.011019 | -0.010009 | -0.00922 | -0.008499 | -0.007494 | -0.007009 | -0.006218 | -0.005775 | -0.004648 | -0.003856 | -0.003111 | -0.002296 | -0.001598 | -0.001089 | -0.000762 | -0.000383 | -0.000389 | 0 | 0.000189 | 0.000384 | 0.000741 | 0.001129 | 0.001342 | 0.001719 | 0.001707 | 0.001813 | 0.001768 | 0.001714 | 0.00144 | 0.001311 | 0.000367
-0.018706 | -0.018421 | -0.017216 | -0.015964 | -0.014369 | -0.013198 | -0.012107 | -0.010979 | -0.009905 | -0.009008 | -0.008135 | -0.007592 | -0.006888 | -0.00604 | -0.005402 | -0.00458 | -0.003791 | -0.002937 | -0.002209 | -0.001489 | -0.000933 | -0.000615 | -0.000237 | -0.000157 | 0 | 0.000202 | 0.000664 | 0.000928 | 0.001119 | 0.001526 | 0.001861 | 0.001892 | 0.002122 | 0.001928 | 0.001868 | 0.001694 | 0.001484 | 0.000621
-0.018592 | -0.018209 | -0.017166 | -0.015906 | -0.014564 | -0.013411 | -0.012221 | -0.011088 | -0.010001 | -0.009224 | -0.008284 | -0.007659 | -0.007025 | -0.006281 | -0.005474 | -0.004741 | -0.003827 | -0.002947 | -0.002281 | -0.00158 | -0.001071 | -0.00073 | -0.000305 | -0.000196 | 0 | 9.7e-05 | 0.000463 | 0.000818 | 0.00116 | 0.001449 | 0.001694 | 0.001859 | 0.001972 | 0.001877 | 0.001877 | 0.001595 | 0.00146 | 0.00061
-0.018739 | -0.01829 | -0.017159 | -0.015898 | -0.014554 | -0.013332 | -0.012112 | -0.011142 | -0.010216 | -0.009315 | -0.008451 | -0.007683 | -0.007057 | -0.006333 | -0.00558 | -0.004905 | -0.00415 | -0.003259 | -0.00253 | -0.00182 | -0.001236 | -0.000874 | -0.000453 | -0.000482 | 0 | -7.5e-05 | 0.000311 | 0.000624 | 0.0009 | 0.001188 | 0.001612 | 0.001775 | 0.001851 | 0.001689 | 0.001713 | 0.001603 | 0.001248 | 0.00038
-0.018 | -0.017668 | -0.016627 | -0.015408 | -0.014078 | -0.012985 | -0.011867 | -0.010724 | -0.00975 | -0.008867 | -0.008129 | -0.007252 | -0.006874 | -0.005909 | -0.005205 | -0.004407 | -0.003589 | -0.002847 | -0.002166 | -0.001548 | -0.000954 | -0.000447 | -0.000263 | -2.6e-05 | 0 | 0.000234 | 0.000572 | 0.000816 | 0.001014 | 0.001527 | 0.001754 | 0.001931 | 0.001968 | 0.002017 | 0.001947 | 0.001635 | 0.00158 | 0.000727
-0.018481 | -0.01808 | -0.016998 | -0.015734 | -0.014349 | -0.013186 | -0.01209 | -0.011033 | -0.0099 | -0.00908 | -0.008185 | -0.007522 | -0.006899 | -0.006117 | -0.00534 | -0.004647 | -0.003751 | -0.002946 | -0.002352 | -0.00165 | -0.001002 | -0.000804 | -0.000266 | -0.000173 | 0 | 0.000175 | 0.000383 | 0.000523 | 0.000934 | 0.001204 | 0.001544 | 0.001638 | 0.001844 | 0.001804 | 0.001781 | 0.001535 | 0.001416 | 0.000533
-0.018211 | -0.017802 | -0.016621 | -0.015368 | -0.014127 | -0.012932 | -0.011771 | -0.010736 | -0.009689 | -0.008922 | -0.007999 | -0.007299 | -0.006645 | -0.005922 | -0.005258 | -0.004485 | -0.0036 | -0.002877 | -0.002125 | -0.001526 | -0.000966 | -0.00049 | -0.000199 | -0.000127 | 0 | 0.000218 | 0.00037 | 0.000587 | 0.000859 | 0.001304 | 0.001577 | 0.001768 | 0.001842 | 0.001742 | 0.001829 | 0.00181 | 0.001451 | 0.000657
-0.01796 | -0.017542 | -0.016547 | -0.015332 | -0.01406 | -0.012987 | -0.0119 | -0.010753 | -0.009705 | -0.008826 | -0.008052 | -0.007282 | -0.006679 | -0.005846 | -0.005215 | -0.004378 | -0.003633 | -0.002827 | -0.002199 | -0.00153 | -0.001064 | -0.000604 | -0.000357 | -0.000165 | 0 | 0.000116 | 0.000358 | 0.000578 | 0.000797 | 0.001158 | 0.001497 | 0.001644 | 0.001746 | 0.001738 | 0.00176 | 0.001582 | 0.001431 | 0.000657
-0.017761 | -0.017367 | -0.016249 | -0.015093 | -0.013733 | -0.012692 | -0.011566 | -0.010542 | -0.009574 | -0.008652 | -0.007905 | -0.007103 | -0.006559 | -0.005683 | -0.005078 | -0.00436 | -0.003618 | -0.002735 | -0.002154 | -0.001581 | -0.00105 | -0.000654 | -0.000284 | -0.000197 | 0 | 0.000184 | 0.000268 | 0.00042 | 0.000661 | 0.001142 | 0.001383 | 0.001542 | 0.001749 | 0.001753 | 0.001741 | 0.001596 | 0.001429 | 0.000579
-0.017401 | -0.01706 | -0.015998 | -0.01479 | -0.013619 | -0.012466 | -0.011414 | -0.010384 | -0.009328 | -0.008494 | -0.00763 | -0.006926 | -0.00629 | -0.005551 | -0.00495 | -0.004242 | -0.003373 | -0.002678 | -0.001995 | -0.001381 | -0.000935 | -0.000492 | -0.000158 | -8e-05 | 0 | 0.000123 | 0.000294 | 0.000467 | 0.000694 | 0.001059 | 0.001377 | 0.001539 | 0.001665 | 0.001688 | 0.001664 | 0.001544 | 0.001402 | 0.000635
-0.017577 | -0.017178 | -0.016146 | -0.014955 | -0.013707 | -0.012635 | -0.011556 | -0.01053 | -0.009456 | -0.008541 | -0.00773 | -0.007057 | -0.006416 | -0.005627 | -0.005036 | -0.004251 | -0.003403 | -0.002702 | -0.002047 | -0.001378 | -0.000856 | -0.000548 | -0.000283 | -0.000106 | 0 | 0.000123 | 0.000334 | 0.000382 | 0.000598 | 0.001001 | 0.001381 | 0.001551 | 0.001652 | 0.001649 | 0.001621 | 0.001485 | 0.001288 | 0.000488
-0.016932 | -0.016557 | -0.015508 | -0.014378 | -0.01314 | -0.012094 | -0.011001 | -0.010038 | -0.008992 | -0.008233 | -0.007459 | -0.006647 | -0.005993 | -0.005332 | -0.004814 | -0.00409 | -0.003292 | -0.002608 | -0.001997 | -0.001376 | -0.000795 | -0.000492 | -0.000185 | -0.000125 | 0 | 6.5e-05 | 0.00016 | 0.000222 | 0.000446 | 0.00092 | 0.001169 | 0.001352 | 0.001503 | 0.001516 | 0.001568 | 0.001512 | 0.001251 | 0.000536
-0.016695 | -0.016381 | -0.015413 | -0.014275 | -0.013139 | -0.012077 | -0.011021 | -0.010016 | -0.009032 | -0.008176 | -0.007334 | -0.006664 | -0.005995 | -0.005295 | -0.004689 | -0.004032 | -0.003247 | -0.002524 | -0.001837 | -0.001365 | -0.000915 | -0.000577 | -0.000198 | -0.000106 | 0 | 4.9e-05 | 0.000167 | 0.000215 | 0.000388 | 0.000757 | 0.001183 | 0.001293 | 0.001406 | 0.001409 | 0.001548 | 0.001341 | 0.001203 | 0.000445
-0.016259 | -0.015952 | -0.014952 | -0.013927 | -0.012723 | -0.011781 | -0.010734 | -0.009725 | -0.008752 | -0.007928 | -0.007168 | -0.00643 | -0.005849 | -0.005094 | -0.004497 | -0.003848 | -0.003094 | -0.002385 | -0.00181 | -0.001223 | -0.000727 | -0.000362 | -0.000118 | -4.5e-05 | 0 | 7.7e-05 | 0.000201 | 0.000215 | 0.000413 | 0.000806 | 0.001123 | 0.001351 | 0.001458 | 0.001466 | 0.001446 | 0.00141 | 0.001244 | 0.000433
-0.016271 | -0.01593 | -0.014955 | -0.013851 | -0.012752 | -0.011694 | -0.010664 | -0.009733 | -0.008726 | -0.007941 | -0.007133 | -0.006384 | -0.005809 | -0.00506 | -0.00454 | -0.00392 | -0.00312 | -0.002405 | -0.001807 | -0.001246 | -0.000844 | -0.000482 | -0.000132 | -0.000118 | 0 | 3.2e-05 | 3.6e-05 | 4.3e-05 | 0.000245 | 0.000651 | 0.000964 | 0.001186 | 0.001298 | 0.001302 | 0.001321 | 0.001207 | 0.001046 | 0.000313
-0.015495 | -0.015235 | -0.014383 | -0.013391 | -0.012275 | -0.011346 | -0.010391 | -0.00944 | -0.008408 | -0.007614 | -0.006898 | -0.006213 | -0.005535 | -0.004911 | -0.00438 | -0.003727 | -0.003033 | -0.002305 | -0.001815 | -0.001271 | -0.000809 | -0.000404 | -0.000189 | -0.000111 | 0 | 1e-06 | 5.9e-05 | 5.7e-05 | 0.000264 | 0.000652 | 0.000969 | 0.001105 | 0.001244 | 0.0013 | 0.001312 | 0.001311 | 0.001093 | 0.000311
-0.015364 | -0.015094 | -0.014181 | -0.013172 | -0.012086 | -0.011147 | -0.010188 | -0.009261 | -0.008305 | -0.007568 | -0.006696 | -0.00609 | -0.005503 | -0.004778 | -0.004207 | -0.003658 | -0.002864 | -0.002304 | -0.001707 | -0.001137 | -0.000706 | -0.000433 | -0.000127 | -5.3e-05 | 0 | 0.000101 | 7.5e-05 | 9.9e-05 | 0.000251 | 0.000642 | 0.000998 | 0.001148 | 0.001291 | 0.001245 | 0.001278 | 0.001168 | 0.001048 | 0.000232
-0.014798 | -0.014592 | -0.013852 | -0.012837 | -0.011818 | -0.010942 | -0.009999 | -0.009091 | -0.00819 | -0.00737 | -0.006641 | -0.00598 | -0.005389 | -0.004693 | -0.004219 | -0.003592 | -0.00287 | -0.002184 | -0.001664 | -0.001159 | -0.000782 | -0.000435 | -0.000103 | -9.6e-05 | 0 | 8e-05 | 9.4e-05 | 8.1e-05 | 0.000247 | 0.000664 | 0.00099 | 0.001219 | 0.001293 | 0.001358 | 0.001362 | 0.001244 | 0.001061 | 0.00038
-0.014511 | -0.014355 | -0.013629 | -0.012738 | -0.011737 | -0.010865 | -0.009982 | -0.009048 | -0.008107 | -0.007383 | -0.006634 | -0.005935 | -0.005349 | -0.004685 | -0.00413 | -0.003605 | -0.002886 | -0.002221 | -0.001718 | -0.001222 | -0.000781 | -0.000414 | -0.000233 | -0.000111 | 0 | 8.1e-05 | 0.000102 | 8.5e-05 | 0.000272 | 0.000649 | 0.000977 | 0.001101 | 0.001255 | 0.001321 | 0.001282 | 0.001306 | 0.00109 | 0.000341
-0.014328 | -0.014176 | -0.013479 | -0.012606 | -0.011616 | -0.010769 | -0.009874 | -0.009023 | -0.008165 | -0.007398 | -0.006639 | -0.005943 | -0.005367 | -0.004697 | -0.004163 | -0.003601 | -0.002897 | -0.002268 | -0.001731 | -0.001248 | -0.000813 | -0.00047 | -0.000204 | -0.000125 | 0 | 6.8e-05 | 0.000113 | 7.2e-05 | 0.000244 | 0.000631 | 0.000919 | 0.001161 | 0.001281 | 0.001288 | 0.001318 | 0.001299 | 0.001084 | 0.000403
-0.01404 | -0.013957 | -0.013339 | -0.012476 | -0.011533 | -0.010676 | -0.009838 | -0.008951 | -0.008045 | -0.007267 | -0.006559 | -0.005872 | -0.005318 | -0.004629 | -0.004111 | -0.003606 | -0.002907 | -0.002291 | -0.001758 | -0.00127 | -0.000856 | -0.000509 | -0.000216 | -0.000142 | 0 | 0.000103 | 0.000108 | 0.000122 | 0.000283 | 0.000677 | 0.00099 | 0.001156 | 0.001271 | 0.001352 | 0.001401 | 0.001296 | 0.001137 | 0.000407
-0.014098 | -0.014003 | -0.013372 | -0.012538 | -0.011618 | -0.010772 | -0.009909 | -0.008998 | -0.008158 | -0.007395 | -0.006626 | -0.005926 | -0.005352 | -0.0047 | -0.004187 | -0.003631 | -0.002933 | -0.00229 | -0.00178 | -0.001263 | -0.000885 | -0.000508 | -0.000189 | -0.000151 | 0 | 0.000144 | 0.000214 | 0.000172 | 0.000375 | 0.000733 | 0.001059 | 0.001174 | 0.001362 | 0.001376 | 0.001419 | 0.001376 | 0.001207 | 0.000507
-0.014057 | -0.014027 | -0.013425 | -0.012587 | -0.011646 | -0.010822 | -0.009982 | -0.009119 | -0.00822 | -0.007471 | -0.00674 | -0.006028 | -0.005422 | -0.004778 | -0.004242 | -0.003706 | -0.002948 | -0.00238 | -0.001806 | -0.001303 | -0.000859 | -0.00051 | -0.000216 | -0.000124 | 0 | 0.000128 | 0.000175 | 0.000225 | 0.000348 | 0.000724 | 0.001045 | 0.001254 | 0.001362 | 0.001441 | 0.001455 | 0.001394 | 0.001235 | 0.000548
-0.013737 | -0.013772 | -0.013244 | -0.012427 | -0.011512 | -0.01066 | -0.009837 | -0.008986 | -0.008129 | -0.007344 | -0.006596 | -0.005907 | -0.005375 | -0.004664 | -0.004153 | -0.003633 | -0.002911 | -0.002292 | -0.001787 | -0.001287 | -0.000851 | -0.000503 | -0.000254 | -0.000146 | 0 | 0.000199 | 0.000235 | 0.000232 | 0.000406 | 0.000761 | 0.001103 | 0.001277 | 0.001402 | 0.001485 | 0.001514 | 0.00145 | 0.001343 | 0.000657
-0.013611 | -0.013647 | -0.013131 | -0.012376 | -0.01146 | -0.010669 | -0.009858 | -0.009003 | -0.008154 | -0.007375 | -0.006626 | -0.005956 | -0.005364 | -0.004713 | -0.004193 | -0.003652 | -0.00294 | -0.002329 | -0.001765 | -0.001278 | -0.000833 | -0.000505 | -0.00021 | -0.000106 | 0 | 0.000138 | 0.000218 | 0.000297 | 0.000441 | 0.000796 | 0.001039 | 0.001235 | 0.001421 | 0.001465 | 0.001512 | 0.00153 | 0.001339 | 0.000671
-0.014662 | -0.014617 | -0.013997 | -0.013151 | -0.012239 | -0.011522 | -0.01063 | -0.009863 | -0.009051 | -0.008324 | -0.007613 | -0.006927 | -0.006333 | -0.00562 | -0.005075 | -0.004399 | -0.003599 | -0.002883 | -0.002247 | -0.001663 | -0.001103 | -0.0007 | -0.000382 | -0.000182 | 0 | 0.000261 | 0.000607 | 0.000987 | 0.001245 | 0.001634 | 0.001965 | 0.002179 | 0.00232 | 0.002432 | 0.002489 | 0.00249 | 0.002379 | 0.001872
-0.014466 | -0.014457 | -0.01384 | -0.013028 | -0.012143 | -0.011399 | -0.010595 | -0.009782 | -0.008997 | -0.008291 | -0.007539 | -0.006885 | -0.006322 | -0.005619 | -0.005044 | -0.004423 | -0.003599 | -0.002878 | -0.002251 | -0.001609 | -0.001117 | -0.000722 | -0.000377 | -0.000162 | 0 | 0.000323 | 0.000657 | 0.000992 | 0.001287 | 0.00169 | 0.002003 | 0.002196 | 0.002384 | 0.002446 | 0.002521 | 0.00256 | 0.002479 | 0.001953
-0.014425 | -0.014369 | -0.013766 | -0.012984 | -0.01209 | -0.011306 | -0.010507 | -0.009698 | -0.008908 | -0.008183 | -0.007446 | -0.006753 | -0.00625 | -0.005564 | -0.00499 | -0.004349 | -0.003546 | -0.002855 | -0.002214 | -0.001628 | -0.00113 | -0.000694 | -0.000407 | -0.00018 | 0 | 0.000303 | 0.000662 | 0.001002 | 0.001291 | 0.001673 | 0.002016 | 0.002217 | 0.00236 | 0.002462 | 0.002523 | 0.00253 | 0.002386 | 0.001926
-0.013973 | -0.013959 | -0.013405 | -0.012619 | -0.011768 | -0.011011 | -0.010256 | -0.00951 | -0.008719 | -0.008017 | -0.007329 | -0.006666 | -0.006133 | -0.005414 | -0.004875 | -0.004277 | -0.0035 | -0.002766 | -0.00217 | -0.001604 | -0.001112 | -0.000716 | -0.00036 | -0.000191 | 0 | 0.000279 | 0.000597 | 0.000977 | 0.00125 | 0.001624 | 0.001957 | 0.002162 | 0.002363 | 0.00242 | 0.002484 | 0.002525 | 0.002414 | 0.001936
-0.013828 | -0.013811 | -0.013225 | -0.012477 | -0.011612 | -0.010885 | -0.010072 | -0.009337 | -0.008582 | -0.007896 | -0.007203 | -0.00653 | -0.005961 | -0.005279 | -0.004762 | -0.00414 | -0.003369 | -0.00268 | -0.002102 | -0.001538 | -0.001073 | -0.000646 | -0.000352 | -0.000161 | 0 | 0.000291 | 0.000629 | 0.000965 | 0.001232 | 0.001659 | 0.001972 | 0.002188 | 0.002337 | 0.002431 | 0.002508 | 0.002518 | 0.002449 | 0.001946
-0.013574 | -0.01357 | -0.013071 | -0.012344 | -0.011505 | -0.0108 | -0.010056 | -0.009277 | -0.008489 | -0.007802 | -0.007125 | -0.006436 | -0.005943 | -0.005243 | -0.004719 | -0.004112 | -0.00336 | -0.002668 | -0.002076 | -0.001528 | -0.00107 | -0.000648 | -0.000351 | -0.000211 | 0 | 0.000251 | 0.000595 | 0.000928 | 0.001192 | 0.001579 | 0.001883 | 0.002079 | 0.002242 | 0.002338 | 0.002383 | 0.002404 | 0.002316 | 0.001842
-0.013329 | -0.013384 | -0.012879 | -0.012133 | -0.011309 | -0.010593 | -0.009854 | -0.009095 | -0.008327 | -0.007642 | -0.006936 | -0.006278 | -0.005728 | -0.005096 | -0.004574 | -0.003991 | -0.003202 | -0.002573 | -0.001971 | -0.001428 | -0.000985 | -0.000611 | -0.000297 | -0.000166 | 0 | 0.000279 | 0.00055 | 0.000871 | 0.001113 | 0.001478 | 0.001811 | 0.002048 | 0.002204 | 0.00227 | 0.002342 | 0.002416 | 0.00233 | 0.001853
-0.013155 | -0.013152 | -0.012652 | -0.011975 | -0.011165 | -0.010461 | -0.00974 | -0.009002 | -0.008258 | -0.007536 | -0.006895 | -0.006195 | -0.005644 | -0.004979 | -0.004455 | -0.003905 | -0.003157 | -0.00251 | -0.001904 | -0.001414 | -0.000934 | -0.000566 | -0.000283 | -0.000127 | 0 | 0.000246 | 0.000537 | 0.000819 | 0.001069 | 0.001466 | 0.001805 | 0.00198 | 0.002126 | 0.002239 | 0.002292 | 0.00234 | 0.002229 | 0.001749
-0.013275 | -0.013204 | -0.012573 | -0.011853 | -0.011046 | -0.010314 | -0.009556 | -0.008839 | -0.008093 | -0.007415 | -0.006748 | -0.006121 | -0.005612 | -0.004949 | -0.004416 | -0.003823 | -0.003074 | -0.002469 | -0.001914 | -0.001385 | -0.000957 | -0.000588 | -0.000284 | -0.000181 | 0 | 0.000197 | 0.000439 | 0.000713 | 0.000938 | 0.001331 | 0.00165 | 0.001854 | 0.002003 | 0.002096 | 0.002167 | 0.002214 | 0.002091 | 0.001619
-0.013045 | -0.013066 | -0.012528 | -0.011676 | -0.01084 | -0.010134 | -0.009395 | -0.008646 | -0.007883 | -0.007193 | -0.006514 | -0.00587 | -0.005347 | -0.004699 | -0.004229 | -0.003676 | -0.00296 | -0.002347 | -0.001802 | -0.001279 | -0.000876 | -0.000494 | -0.000223 | -0.000123 | 0 | 0.000207 | 0.000416 | 0.000658 | 0.000867 | 0.001265 | 0.001583 | 0.001775 | 0.001931 | 0.002038 | 0.002081 | 0.002118 | 0.002048 | 0.001543
-0.013057 | -0.013035 | -0.012494 | -0.011656 | -0.010747 | -0.010035 | -0.009267 | -0.008547 | -0.007779 | -0.007084 | -0.006398 | -0.005761 | -0.005253 | -0.004573 | -0.004064 | -0.003514 | -0.002786 | -0.002208 | -0.001716 | -0.001242 | -0.000807 | -0.000475 | -0.000207 | -0.000124 | 0 | 0.000194 | 0.000373 | 0.000555 | 0.000766 | 0.001136 | 0.001452 | 0.001667 | 0.001821 | 0.0019 | 0.001943 | 0.00199 | 0.00186 | 0.001417
-0.012809 | -0.012864 | -0.012195 | -0.011388 | -0.010583 | -0.009884 | -0.009106 | -0.008344 | -0.007589 | -0.006924 | -0.00624 | -0.005596 | -0.00509 | -0.004432 | -0.003958 | -0.003422 | -0.002753 | -0.002121 | -0.001606 | -0.001173 | -0.000773 | -0.000422 | -0.000182 | -9.6e-05 | 0 | 0.000155 | 0.000282 | 0.000449 | 0.000641 | 0.001028 | 0.001327 | 0.001537 | 0.001696 | 0.00178 | 0.001828 | 0.001875 | 0.001764 | 0.001325
-0.012736 | -0.012595 | -0.012009 | -0.011272 | -0.010459 | -0.00972 | -0.008987 | -0.008261 | -0.007516 | -0.00685 | -0.006162 | -0.005533 | -0.005037 | -0.004392 | -0.003898 | -0.003343 | -0.002674 | -0.002097 | -0.001581 | -0.001107 | -0.000738 | -0.000403 | -0.000183 | -8.8e-05 | 0 | 0.000128 | 0.000226 | 0.000364 | 0.000533 | 0.000919 | 0.001216 | 0.001429 | 0.001568 | 0.001653 | 0.001687 | 0.001733 | 0.001609 | 0.001111
-0.012442 | -0.012421 | -0.011894 | -0.011201 | -0.010399 | -0.009693 | -0.008925 | -0.008165 | -0.007405 | -0.006726 | -0.006053 | -0.005416 | -0.004878 | -0.004273 | -0.003791 | -0.003263 | -0.002575 | -0.002029 | -0.001501 | -0.001061 | -0.000675 | -0.000377 | -0.00013 | -4.1e-05 | 0 | 0.000108 | 0.00018 | 0.000285 | 0.000436 | 0.000822 | 0.001117 | 0.001301 | 0.001451 | 0.001529 | 0.001574 | 0.001618 | 0.001498 | 0.000963
-0.012503 | -0.012434 | -0.011833 | -0.011082 | -0.010279 | -0.00958 | -0.00879 | -0.008046 | -0.007307 | -0.006614 | -0.005936 | -0.005294 | -0.004802 | -0.004156 | -0.003678 | -0.00317 | -0.002496 | -0.001932 | -0.001463 | -0.001025 | -0.000659 | -0.000335 | -0.000129 | -4.6e-05 | 0 | 7.5e-05 | 9.5e-05 | 0.000163 | 0.000324 | 0.000692 | 0.001013 | 0.001157 | 0.001342 | 0.001412 | 0.001436 | 0.001468 | 0.001356 | 0.000822
-0.012457 | -0.012407 | -0.011833 | -0.011079 | -0.010249 | -0.00951 | -0.008709 | -0.007943 | -0.007201 | -0.006494 | -0.005842 | -0.005215 | -0.004695 | -0.004051 | -0.003589 | -0.003067 | -0.002395 | -0.001871 | -0.001356 | -0.000939 | -0.000588 | -0.000288 | -7e-05 | -2.4e-05 | 0 | 6.9e-05 | 4.5e-05 | 8.8e-05 | 0.000234 | 0.000601 | 0.000908 | 0.001077 | 0.00122 | 0.001311 | 0.001349 | 0.001331 | 0.001228 | 0.000681
-0.012348 | -0.012249 | -0.01163 | -0.010861 | -0.010035 | -0.009319 | -0.008546 | -0.007801 | -0.007061 | -0.006356 | -0.005727 | -0.005077 | -0.004584 | -0.003965 | -0.003473 | -0.002989 | -0.002326 | -0.001798 | -0.001311 | -0.00089 | -0.000548 | -0.000224 | -6.1e-05 | 1e-05 | 0 | 6.1e-05 | 1.8e-05 | 1.5e-05 | 0.000161 | 0.000529 | 0.000801 | 0.000997 | 0.001165 | 0.001232 | 0.001238 | 0.001275 | 0.001144 | 0.000596
-0.012356 | -0.012275 | -0.011665 | -0.010901 | -0.01006 | -0.009341 | -0.00857 | -0.007801 | -0.007056 | -0.00635 | -0.005679 | -0.005047 | -0.004564 | -0.003964 | -0.003468 | -0.002955 | -0.002315 | -0.001809 | -0.001293 | -0.000877 | -0.000542 | -0.000218 | -4.4e-05 | -9e-06 | 0 | 3.2e-05 | -2.3e-05 | -3.2e-05 | 4.9e-05 | 0.000432 | 0.000725 | 0.000902 | 0.001053 | 0.001117 | 0.001133 | 0.001172 | 0.001033 | 0.000488
-0.012666 | -0.01254 | -0.011875 | -0.011063 | -0.010219 | -0.009466 | -0.008654 | -0.007903 | -0.007138 | -0.006447 | -0.005778 | -0.00516 | -0.004685 | -0.004016 | -0.003574 | -0.00302 | -0.002388 | -0.001845 | -0.001349 | -0.000909 | -0.000553 | -0.000258 | -4.9e-05 | 1e-06 | 0 | -9e-06 | -7.4e-05 | -0.0001 | 7e-06 | 0.000366 | 0.000631 | 0.000821 | 0.000946 | 0.001033 | 0.001062 | 0.001061 | 0.000924 | 0.00036
-0.012446 | -0.012321 | -0.01168 | -0.010917 | -0.010057 | -0.009338 | -0.008551 | -0.007812 | -0.007038 | -0.006361 | -0.005705 | -0.005102 | -0.004604 | -0.004031 | -0.003545 | -0.003024 | -0.002376 | -0.001849 | -0.001346 | -0.000921 | -0.00057 | -0.000247 | -5.2e-05 | 1.4e-05 | 0 | -1.1e-05 | -8.5e-05 | -0.000161 | -7.9e-05 | 0.000289 | 0.000606 | 0.000766 | 0.000931 | 0.000973 | 0.000989 | 0.001002 | 0.000867 | 0.000333
-0.012429 | -0.012307 | -0.011655 | -0.01086 | -0.010046 | -0.009297 | -0.008517 | -0.007778 | -0.007038 | -0.006333 | -0.005693 | -0.00509 | -0.00461 | -0.004005 | -0.003567 | -0.003026 | -0.00238 | -0.001848 | -0.001305 | -0.000897 | -0.000558 | -0.000256 | -2e-05 | 6e-06 | 0 | -1e-06 | -0.000132 | -0.000186 | -9.8e-05 | 0.000261 | 0.000551 | 0.000714 | 0.000871 | 0.00094 | 0.000948 | 0.000988 | 0.000823 | 0.00027
-0.012241 | -0.012122 | -0.011467 | -0.010693 | -0.009843 | -0.009132 | -0.008347 | -0.007619 | -0.006888 | -0.006213 | -0.005593 | -0.004979 | -0.004518 | -0.003942 | -0.003474 | -0.002986 | -0.002319 | -0.001776 | -0.001331 | -0.000858 | -0.000512 | -0.000184 | 1.9e-05 | 4.1e-05 | 0 | -1.4e-05 | -8.4e-05 | -0.000148 | -9.2e-05 | 0.000296 | 0.000603 | 0.000748 | 0.00091 | 0.000965 | 0.000964 | 0.001008 | 0.000862 | 0.000325
-0.012192 | -0.012043 | -0.011345 | -0.010606 | -0.009775 | -0.009048 | -0.008258 | -0.007515 | -0.006762 | -0.006086 | -0.005439 | -0.004897 | -0.004426 | -0.003826 | -0.003384 | -0.002868 | -0.002231 | -0.001712 | -0.001251 | -0.000845 | -0.00052 | -0.000207 | -4e-06 | 1.9e-05 | 0 | 6e-06 | -8e-05 | -0.000177 | -9.7e-05 | 0.000286 | 0.000599 | 0.000739 | 0.000896 | 0.00095 | 0.000966 | 0.00101 | 0.000871 | 0.000333
-0.012024 | -0.011913 | -0.011272 | -0.010445 | -0.009629 | -0.008916 | -0.008137 | -0.007384 | -0.006695 | -0.005999 | -0.005389 | -0.004836 | -0.004359 | -0.003756 | -0.003313 | -0.002806 | -0.002198 | -0.001683 | -0.00123 | -0.000831 | -0.000499 | -0.000216 | -2.5e-05 | 1.8e-05 | 0 | 1.3e-05 | -0.000116 | -0.000163 | -0.000109 | 0.000283 | 0.000548 | 0.000704 | 0.000882 | 0.000896 | 0.000946 | 0.000964 | 0.000837 | 0.000234
-0.011712 | -0.011567 | -0.010927 | -0.010199 | -0.009373 | -0.008686 | -0.007948 | -0.007226 | -0.006487 | -0.005837 | -0.005244 | -0.004651 | -0.004242 | -0.003614 | -0.0032 | -0.002747 | -0.002082 | -0.001627 | -0.001188 | -0.000792 | -0.000482 | -0.000182 | -1e-05 | 2e-05 | 0 | 1.2e-05 | -2.4e-05 | -7.5e-05 | -1.1e-05 | 0.000382 | 0.000678 | 0.000818 | 0.000953 | 0.000998 | 0.001 | 0.001008 | 0.00085 | 0.000318
-0.011445 | -0.011318 | -0.010736 | -0.009978 | -0.009176 | -0.008472 | -0.007712 | -0.006977 | -0.006248 | -0.005608 | -0.004992 | -0.004501 | -0.004038 | -0.003495 | -0.003077 | -0.002597 | -0.002024 | -0.001524 | -0.001127 | -0.000759 | -0.000485 | -0.000206 | -3.6e-05 | -2.6e-05 | 0 | 2.1e-05 | 2.5e-05 | -5.8e-05 | -1.3e-05 | 0.000389 | 0.000665 | 0.000826 | 0.000955 | 0.000962 | 0.001001 | 0.001058 | 0.00089 | 0.000343
-0.01083 | -0.010803 | -0.010254 | -0.009508 | -0.008752 | -0.008103 | -0.00737 | -0.006671 | -0.006001 | -0.005422 | -0.004826 | -0.004314 | -0.003817 | -0.00332 | -0.002941 | -0.002456 | -0.001885 | -0.00146 | -0.001014 | -0.000682 | -0.000425 | -0.000168 | 7e-06 | 5.2e-05 | 0 | 0.000114 | 6.2e-05 | 3.1e-05 | 8.8e-05 | 0.000457 | 0.000705 | 0.000873 | 0.001034 | 0.001071 | 0.001087 | 0.00109 | 0.000921 | 0.000399
-0.010755 | -0.010654 | -0.01012 | -0.009458 | -0.008721 | -0.008079 | -0.007362 | -0.006671 | -0.005993 | -0.00535 | -0.004782 | -0.00427 | -0.003832 | -0.003309 | -0.002915 | -0.00249 | -0.00192 | -0.001532 | -0.001076 | -0.000748 | -0.000498 | -0.000241 | -4.5e-05 | -4.4e-05 | 0 | 1.4e-05 | 5.7e-05 | 3e-06 | 0.000115 | 0.000485 | 0.000766 | 0.000956 | 0.001016 | 0.001085 | 0.001078 | 0.001088 | 0.000959 | 0.000396
-0.010411 | -0.010361 | -0.009883 | -0.009201 | -0.008445 | -0.007827 | -0.00711 | -0.006423 | -0.00577 | -0.005197 | -0.004637 | -0.004134 | -0.00373 | -0.003237 | -0.002879 | -0.002403 | -0.001891 | -0.001409 | -0.00103 | -0.00075 | -0.000433 | -0.000236 | -9.7e-05 | -2.7e-05 | 0 | 3.3e-05 | 7.6e-05 | 7e-05 | 9.7e-05 | 0.000464 | 0.000728 | 0.00088 | 0.001036 | 0.001067 | 0.001037 | 0.00109 | 0.000894 | 0.000353
-0.010499 | -0.01044 | -0.009885 | -0.009194 | -0.008488 | -0.007868 | -0.007152 | -0.00648 | -0.005814 | -0.005222 | -0.004728 | -0.00418 | -0.003767 | -0.003278 | -0.0029 | -0.002519 | -0.001892 | -0.001464 | -0.001029 | -0.000762 | -0.000509 | -0.000296 | -6.6e-05 | -4.3e-05 | 0 | 3e-06 | 7.5e-05 | 7.7e-05 | 0.000166 | 0.000498 | 0.000788 | 0.000953 | 0.001064 | 0.001123 | 0.001113 | 0.001061 | 0.000942 | 0.000384
-0.009961 | -0.009887 | -0.009428 | -0.008816 | -0.00811 | -0.007478 | -0.006833 | -0.006243 | -0.005539 | -0.005047 | -0.004459 | -0.003989 | -0.003626 | -0.003126 | -0.002803 | -0.002371 | -0.001866 | -0.001421 | -0.001039 | -0.000682 | -0.000444 | -0.00024 | -7.4e-05 | -6e-06 | 0 | 6e-05 | 9.6e-05 | 0.000103 | 0.000192 | 0.000518 | 0.000785 | 0.000935 | 0.001067 | 0.001094 | 0.00109 | 0.001068 | 0.000995 | 0.000383
-0.009554 | -0.009566 | -0.009177 | -0.008555 | -0.00785 | -0.007293 | -0.006648 | -0.006006 | -0.005381 | -0.004846 | -0.004412 | -0.003862 | -0.003484 | -0.002993 | -0.002691 | -0.002296 | -0.001723 | -0.001288 | -0.000922 | -0.000624 | -0.000354 | -0.000199 | -6.5e-05 | -6.1e-05 | 0 | 6.9e-05 | 0.000128 | 0.000166 | 0.000248 | 0.00056 | 0.000871 | 0.000963 | 0.001148 | 0.001186 | 0.001163 | 0.001167 | 0.000966 | 0.000472
-0.009535 | -0.009488 | -0.009022 | -0.008429 | -0.007795 | -0.007216 | -0.006595 | -0.006016 | -0.005343 | -0.00488 | -0.004329 | -0.003865 | -0.003478 | -0.003025 | -0.002687 | -0.002309 | -0.001779 | -0.001304 | -0.000927 | -0.00068 | -0.000391 | -0.000204 | -2.3e-05 | 4.2e-05 | 0 | 6.2e-05 | 0.000105 | 0.000153 | 0.0002 | 0.000604 | 0.000835 | 0.001018 | 0.001145 | 0.001114 | 0.001145 | 0.001152 | 0.000985 | 0.000475
-0.009343 | -0.009276 | -0.008893 | -0.008308 | -0.007621 | -0.007058 | -0.006485 | -0.005889 | -0.005232 | -0.00474 | -0.004231 | -0.003772 | -0.003404 | -0.00297 | -0.002648 | -0.002279 | -0.001702 | -0.001275 | -0.000937 | -0.00065 | -0.000327 | -0.000165 | 1.3e-05 | 2e-06 | 0 | 0.0001 | 0.00017 | 0.000198 | 0.000255 | 0.000581 | 0.000878 | 0.00098 | 0.001178 | 0.001139 | 0.001112 | 0.001179 | 0.001042 | 0.000465
-0.009337 | -0.009325 | -0.008884 | -0.008245 | -0.007592 | -0.007043 | -0.006444 | -0.005861 | -0.0052 | -0.004721 | -0.004204 | -0.00378 | -0.003421 | -0.002888 | -0.00263 | -0.002185 | -0.001722 | -0.001309 | -0.000884 | -0.000606 | -0.000388 | -0.000173 | -1.8e-05 | -4.7e-05 | 0 | 8e-06 | 4.7e-05 | 0.000161 | 0.000223 | 0.00058 | 0.000804 | 0.000929 | 0.001052 | 0.001161 | 0.001158 | 0.001113 | 0.000947 | 0.000474
-0.009156 | -0.009099 | -0.008694 | -0.008074 | -0.007487 | -0.006924 | -0.006349 | -0.005773 | -0.005184 | -0.00472 | -0.004227 | -0.003763 | -0.00337 | -0.002941 | -0.002645 | -0.002253 | -0.001641 | -0.001296 | -0.000952 | -0.000616 | -0.000406 | -0.000128 | 4.6e-05 | 1.8e-05 | 0 | 1.6e-05 | 0.000137 | 0.000167 | 0.000252 | 0.0006 | 0.000874 | 0.001011 | 0.001169 | 0.001132 | 0.0011 | 0.001103 | 0.001077 | 0.000531
-0.009429 | -0.009333 | -0.008943 | -0.008366 | -0.007698 | -0.007078 | -0.00652 | -0.005887 | -0.00524 | -0.004778 | -0.004334 | -0.003859 | -0.003531 | -0.003052 | -0.002739 | -0.002342 | -0.00181 | -0.001391 | -0.000979 | -0.000689 | -0.000389 | -0.000221 | -3.8e-05 | -9e-06 | 0 | 7.4e-05 | 0.000227 | 0.000199 | 0.00032 | 0.000642 | 0.000938 | 0.000984 | 0.001126 | 0.001233 | 0.001188 | 0.001155 | 0.00101 | 0.000514
-0.00961 | -0.00957 | -0.009129 | -0.008462 | -0.007803 | -0.007217 | -0.006693 | -0.00605 | -0.005466 | -0.005034 | -0.004555 | -0.004075 | -0.003672 | -0.003189 | -0.002888 | -0.002536 | -0.001941 | -0.001507 | -0.001107 | -0.000789 | -0.000543 | -0.000277 | -0.000149 | -6.2e-05 | 0 | -2.7e-05 | 0.000111 | 0.000118 | 0.000276 | 0.000612 | 0.000826 | 0.001009 | 0.001111 | 0.001089 | 0.001126 | 0.001139 | 0.001005 | 0.000539
-0.017345 | -0.016073 | -0.014188 | -0.012841 | -0.011592 | -0.010573 | -0.009622 | -0.008671 | -0.007643 | -0.007033 | -0.00636 | -0.005696 | -0.005224 | -0.004388 | -0.004026 | -0.003289 | -0.002547 | -0.0019 | -0.001496 | -0.00099 | -0.000572 | -0.000454 | -0.000107 | -0.000111 | 0 | 0.000106 | 0.000226 | 0.00035 | 0.000275 | 0.000356 | 0.000642 | 0.000401 | 0.000368 | 0.000105 | -0.000116 | -0.000368 | -0.000668 | -0.00156