## Moorings
Ref Des | Serial Number | Deployment Number | Anchor Launch Date | Anchor Launch Time | Recover Date | Latitude | Longitude | Water Depth | Cruise Number | Notes | decimal latitude | decimal longitude
CE06ISSM | CE06ISSM-00003 | 3 | 2015-10-13 | 22:54 |  | 47° 7.9960' N | 124° 16.2550' W | 29 | OC1510A |  | 47.1333 | -124.2709

## Asset_Cal_Info
Ref Des | Mooring Serial Number | Deployment Number | Sensor Serial Number | Calibration Cofficient Name | Calibration Cofficient Value | Notes
CE06ISSM-SBD17-03-CTDBPC000 | CE06ISSM-00003 | 3 | 16-50150 | CC_lat | 47.1333
CE06ISSM-SBD17-03-CTDBPC000 | CE06ISSM-00003 | 3 | 16-50150 | CC_lon | -124.2709
CE06ISSM-SBD17-03-CTDBPC000 | CE06ISSM-00003 | 3 | 16-50150 | CC_a0 | 0.0012106
CE06ISSM-SBD17-03-CTDBPC000 | CE06ISSM-00003 | 3 | 16-50150 | CC_a1 | 0.00028481
CE06ISSM-SBD17-03-CTDBPC000 | CE06ISSM-00003 | 3 | 16-50150 | CC_a2 | -2.1758e-06
CE06ISSM-SBD17-03-CTDBPC000 | CE06ISSM-00003 | 3 | 16-50150 | CC_a3 | 2.2963e-07
CE06ISSM-SBD17-03-CTDBPC000 | CE06ISSM-00003 | 3 | 16-50150 | CC_ptempa0 | 101.2614
CE06ISSM-SBD17-03-CTDBPC000 | CE06ISSM-00003 | 3 | 16-50150 | CC_ptempa1 | -41.7521
CE06ISSM-SBD17-03-CTDBPC000 | CE06ISSM-00003 | 3 | 16-50150 | CC_ptempa2 | -1.1907
CE06ISSM-SBD17-03-CTDBPC000 | CE06ISSM-00003 | 3 | 16-50150 | CC_ptca0 | 518916.523
CE06ISSM-SBD17-03-CTDBPC000 | CE06ISSM-00003 | 3 | 16-50150 | CC_ptca1 | -156.07
CE06ISSM-SBD17-03-CTDBPC000 | CE06ISSM-00003 | 3 | 16-50150 | CC_ptca2 | -1.4203
CE06ISSM-SBD17-03-CTDBPC000 | CE06ISSM-00003 | 3 | 16-50150 | CC_ptcb0 | 25.0269
CE06ISSM-SBD17-03-CTDBPC000 | CE06ISSM-00003 | 3 | 16-50150 | CC_ptcb1 | 0.000775
CE06ISSM-SBD17-03-CTDBPC000 | CE06ISSM-00003 | 3 | 16-50150 | CC_ptcb2 | 0
CE06ISSM-SBD17-03-CTDBPC000 | CE06ISSM-00003 | 3 | 16-50150 | CC_pa0 | -2.6786
CE06ISSM-SBD17-03-CTDBPC000 | CE06ISSM-00003 | 3 | 16-50150 | CC_pa1 | 0.00062105
CE06ISSM-SBD17-03-CTDBPC000 | CE06ISSM-00003 | 3 | 16-50150 | CC_pa2 | 8.9875e-12
CE06ISSM-SBD17-03-CTDBPC000 | CE06ISSM-00003 | 3 | 16-50150 | CC_g | -0.97857
CE06ISSM-SBD17-03-CTDBPC000 | CE06ISSM-00003 | 3 | 16-50150 | CC_h | 0.15169
CE06ISSM-SBD17-03-CTDBPC000 | CE06ISSM-00003 | 3 | 16-50150 | CC_i | -0.00011594
CE06ISSM-SBD17-03-CTDBPC000 | CE06ISSM-00003 | 3 | 16-50150 | CC_j | 3.1292e-05
CE06ISSM-SBD17-03-CTDBPC000 | CE06ISSM-00003 | 3 | 16-50150 | CC_cpcor | -9.57e-08
CE06ISSM-SBD17-03-CTDBPC000 | CE06ISSM-00003 | 3 | 16-50150 | CC_ctcor | 3.25e-06
CE06ISSM-SBD17-02-FLORTD000 | CE06ISSM-00003 | 3 | 996 | CC_dark_counts_volume_scatter | 47
CE06ISSM-SBD17-02-FLORTD000 | CE06ISSM-00003 | 3 | 996 | CC_scale_factor_volume_scatter | 1.734e-06
CE06ISSM-SBD17-02-FLORTD000 | CE06ISSM-00003 | 3 | 996 | CC_dark_counts_chlorophyll_a | 49
CE06ISSM-SBD17-02-FLORTD000 | CE06ISSM-00003 | 3 | 996 | CC_scale_factor_chlorophyll_a | 0.0117
CE06ISSM-SBD17-02-FLORTD000 | CE06ISSM-00003 | 3 | 996 | CC_dark_counts_cdom | 44
CE06ISSM-SBD17-02-FLORTD000 | CE06ISSM-00003 | 3 | 996 | CC_scale_factor_cdom | 0.0825
CE06ISSM-SBD17-02-FLORTD000 | CE06ISSM-00003 | 3 | 996 | CC_scattering_angle | 124 | Constant; updated value
CE06ISSM-SBD17-02-FLORTD000 | CE06ISSM-00003 | 3 | 996 | CC_measurement_wavelength | 700 | Constant
CE06ISSM-SBD17-02-FLORTD000 | CE06ISSM-00003 | 3 | 996 | CC_angular_resolution | 1.076 | Constant; updated value
CE06ISSM-SBD17-02-FLORTD000 | CE06ISSM-00003 | 3 | 996 | CC_depolarization_ratio | 0.039 | Constant
CE06ISSM-SBD17-01-MOPAK0000 | CE06ISSM-00003 | 3 |  |  |  | No Calibration Coefficient
CE06ISSM-SBD17-04-VELPTA000 | CE06ISSM-00003 | 3 | 12707 | CC_lat | 47.1333
CE06ISSM-SBD17-04-VELPTA000 | CE06ISSM-00003 | 3 | 12707 | CC_lon | -124.2709
CE06ISSM-RID16-03-CTDBPC000 | CE06ISSM-00003 | 3 | 16-7242 | CC_lat | 47.1333
CE06ISSM-RID16-03-CTDBPC000 | CE06ISSM-00003 | 3 | 16-7242 | CC_lon | -124.2709
CE06ISSM-RID16-03-CTDBPC000 | CE06ISSM-00003 | 3 | 16-7242 | CC_a0 | 0.0012367
CE06ISSM-RID16-03-CTDBPC000 | CE06ISSM-00003 | 3 | 16-7242 | CC_a1 | 0.00028029
CE06ISSM-RID16-03-CTDBPC000 | CE06ISSM-00003 | 3 | 16-7242 | CC_a2 | -1.7635e-06
CE06ISSM-RID16-03-CTDBPC000 | CE06ISSM-00003 | 3 | 16-7242 | CC_a3 | 2.0799e-07
CE06ISSM-RID16-03-CTDBPC000 | CE06ISSM-00003 | 3 | 16-7242 | CC_ptempa0 | -62.3293
CE06ISSM-RID16-03-CTDBPC000 | CE06ISSM-00003 | 3 | 16-7242 | CC_ptempa1 | 52.7311
CE06ISSM-RID16-03-CTDBPC000 | CE06ISSM-00003 | 3 | 16-7242 | CC_ptempa2 | -0.26418
CE06ISSM-RID16-03-CTDBPC000 | CE06ISSM-00003 | 3 | 16-7242 | CC_ptca0 | 524116.032
CE06ISSM-RID16-03-CTDBPC000 | CE06ISSM-00003 | 3 | 16-7242 | CC_ptca1 | 20.5283
CE06ISSM-RID16-03-CTDBPC000 | CE06ISSM-00003 | 3 | 16-7242 | CC_ptca2 | -0.49369
CE06ISSM-RID16-03-CTDBPC000 | CE06ISSM-00003 | 3 | 16-7242 | CC_ptcb0 | 24.8337
CE06ISSM-RID16-03-CTDBPC000 | CE06ISSM-00003 | 3 | 16-7242 | CC_ptcb1 | -0.00025
CE06ISSM-RID16-03-CTDBPC000 | CE06ISSM-00003 | 3 | 16-7242 | CC_ptcb2 | 0
CE06ISSM-RID16-03-CTDBPC000 | CE06ISSM-00003 | 3 | 16-7242 | CC_pa0 | 0.10425
CE06ISSM-RID16-03-CTDBPC000 | CE06ISSM-00003 | 3 | 16-7242 | CC_pa1 | 0.00049082
CE06ISSM-RID16-03-CTDBPC000 | CE06ISSM-00003 | 3 | 16-7242 | CC_pa2 | -5.7418e-12
CE06ISSM-RID16-03-CTDBPC000 | CE06ISSM-00003 | 3 | 16-7242 | CC_g | -0.9737
CE06ISSM-RID16-03-CTDBPC000 | CE06ISSM-00003 | 3 | 16-7242 | CC_h | 0.15208
CE06ISSM-RID16-03-CTDBPC000 | CE06ISSM-00003 | 3 | 16-7242 | CC_i | -0.00032872
CE06ISSM-RID16-03-CTDBPC000 | CE06ISSM-00003 | 3 | 16-7242 | CC_j | 4.6524e-05
CE06ISSM-RID16-03-CTDBPC000 | CE06ISSM-00003 | 3 | 16-7242 | CC_cpcor | -9.57e-08
CE06ISSM-RID16-03-CTDBPC000 | CE06ISSM-00003 | 3 | 16-7242 | CC_ctcor | 3.25e-06
CE06ISSM-RID16-03-DOSTAD000 | CE06ISSM-00003 | 3 | 480 | CC_lat | 47.1333
CE06ISSM-RID16-03-DOSTAD000 | CE06ISSM-00003 | 3 | 480 | CC_lon | -124.2709
CE06ISSM-RID16-03-DOSTAD000 | CE06ISSM-00003 | 3 | 480 | CC_csv | [2.90960E-03, 1.23264E-04, 2.49947E-06, 2.31899E02, -2.97727E-01, -5.53826E01, 4.56055E00]
CE06ISSM-RID16-03-DOSTAD000 | CE06ISSM-00003 | 3 | 480 | CC_conc_coef | [0.0, 1.0] | 1st cal, so default values for offset and slope
CE06ISSM-RID16-02-FLORTD000 | CE06ISSM-00003 | 3 | 1121 | CC_dark_counts_volume_scatter | 52
CE06ISSM-RID16-02-FLORTD000 | CE06ISSM-00003 | 3 | 1121 | CC_scale_factor_volume_scatter | 1.74e-06
CE06ISSM-RID16-02-FLORTD000 | CE06ISSM-00003 | 3 | 1121 | CC_dark_counts_chlorophyll_a | 50
CE06ISSM-RID16-02-FLORTD000 | CE06ISSM-00003 | 3 | 1121 | CC_scale_factor_chlorophyll_a | 0.0117
CE06ISSM-RID16-02-FLORTD000 | CE06ISSM-00003 | 3 | 1121 | CC_dark_counts_cdom | 45
CE06ISSM-RID16-02-FLORTD000 | CE06ISSM-00003 | 3 | 1121 | CC_scale_factor_cdom | 0.085
CE06ISSM-RID16-02-FLORTD000 | CE06ISSM-00003 | 3 | 1121 | CC_scattering_angle | 124 | Constant; updated value
CE06ISSM-RID16-02-FLORTD000 | CE06ISSM-00003 | 3 | 1121 | CC_measurement_wavelength | 700 | Constant
CE06ISSM-RID16-02-FLORTD000 | CE06ISSM-00003 | 3 | 1121 | CC_angular_resolution | 1.076 | Constant; updated value
CE06ISSM-RID16-02-FLORTD000 | CE06ISSM-00003 | 3 | 1121 | CC_depolarization_ratio | 0.039 | Constant
CE06ISSM-RID16-07-NUTNRB000 | CE06ISSM-00003 | 3 | 287 | CC_lower_wavelength_limit_for_spectra_fit | 217 | Constant
CE06ISSM-RID16-07-NUTNRB000 | CE06ISSM-00003 | 3 | 287 | CC_upper_wavelength_limit_for_spectra_fit | 240 | Constant
CE06ISSM-RID16-07-NUTNRB000 | CE06ISSM-00003 | 3 | 287 | CC_cal_temp | 20.07
CE06ISSM-RID16-07-NUTNRB000 | CE06ISSM-00003 | 3 | 287 | CC_wl | [188.48, 189.28, 190.08, 190.88, 191.69, 192.49, 193.29, 194.09, 194.89, 195.69, 196.49, 197.29, 198.10, 198.90, 199.70, 200.50, 201.31, 202.11, 202.91, 203.72, 204.52, 205.32, 206.13, 206.93, 207.74, 208.54, 209.35, 210.15, 210.95, 211.76, 212.56, 213.37, 214.18, 214.98, 215.79, 216.59, 217.40, 218.20, 219.01, 219.82, 220.62, 221.43, 222.24, 223.04, 223.85, 224.66, 225.47, 226.27, 227.08, 227.89, 228.70, 229.50, 230.31, 231.12, 231.93, 232.74, 233.54, 234.35, 235.16, 235.97, 236.78, 237.59, 238.40, 239.21, 240.02, 240.82, 241.63, 242.44, 243.25, 244.06, 244.87, 245.68, 246.49, 247.30, 248.11, 248.92, 249.73, 250.54, 251.35, 252.16, 252.97, 253.78, 254.59, 255.40, 256.21, 257.02, 257.83, 258.64, 259.46, 260.27, 261.08, 261.89, 262.70, 263.51, 264.32, 265.13, 265.94, 266.75, 267.56, 268.37, 269.19, 270.00, 270.81, 271.62, 272.43, 273.24, 274.05, 274.86, 275.67, 276.48, 277.30, 278.11, 278.92, 279.73, 280.54, 281.35, 282.16, 282.97, 283.78, 284.60, 285.41, 286.22, 287.03, 287.84, 288.65, 289.46, 290.27, 291.08, 291.89, 292.70, 293.52, 294.33, 295.14, 295.95, 296.76, 297.57, 298.38, 299.19, 300.00, 300.81, 301.62, 302.43, 303.24, 304.05, 304.86, 305.67, 306.48, 307.29, 308.10, 308.91, 309.72, 310.53, 311.34, 312.15, 312.96, 313.77, 314.58, 315.38, 316.19, 317.00, 317.81, 318.62, 319.43, 320.24, 321.05, 321.85, 322.66, 323.47, 324.28, 325.09, 325.89, 326.70, 327.51, 328.32, 329.12, 329.93, 330.74, 331.54, 332.35, 333.16, 333.96, 334.77, 335.58, 336.38, 337.19, 338.00, 338.80, 339.61, 340.41, 341.22, 342.02, 342.83, 343.63, 344.44, 345.24, 346.05, 346.85, 347.65, 348.46, 349.26, 350.07, 350.87, 351.67, 352.48, 353.28, 354.08, 354.88, 355.69, 356.49, 357.29, 358.09, 358.89, 359.70, 360.50, 361.30, 362.10, 362.90, 363.70, 364.50, 365.30, 366.10, 366.90, 367.70, 368.50, 369.30, 370.10, 370.90, 371.69, 372.49, 373.29, 374.09, 374.89, 375.68, 376.48, 377.28, 378.07, 378.87, 379.67, 380.46, 381.26, 382.05, 382.85, 383.64, 384.44, 385.23, 386.03, 386.82, 387.61, 388.41, 389.20, 389.99, 390.79, 391.58, 392.37, 393.16, 393.95]
CE06ISSM-RID16-07-NUTNRB000 | CE06ISSM-00003 | 3 | 287 | CC_eno3 | [-0.00198068, -0.00076581, 0.00429067, 0.00357539, 0.01801601, 0.00488759, 0.00024246, 0.00024575, -0.00828908, -0.00393062, 0.00309333, 0.00769812, -0.00924308, -0.00026425, 0.00484204, 0.01230920, 0.01202969, 0.01373163, 0.00126966, 0.00545049, -0.00228293, 0.00281750, -0.01383628, 0.00336285, 0.00437726, 0.00674113, 0.00684608, 0.00710957, 0.00691339, 0.00674676, 0.00648162, 0.00621949, 0.00592260, 0.00557705, 0.00526958, 0.00487880, 0.00455606, 0.00418636, 0.00384891, 0.00350688, 0.00318166, 0.00286135, 0.00256654, 0.00228933, 0.00200319, 0.00178949, 0.00158123, 0.00137176, 0.00119273, 0.00102047, 0.00087168, 0.00073805, 0.00062296, 0.00052476, 0.00043771, 0.00035458, 0.00027593, 0.00023897, 0.00017694, 0.00015312, 0.00011526, 0.00008787, 0.00006715, 0.00004619, 0.00003740, 0.00002554, 0.00001104, 0.00000430, -0.00002679, -0.00000813, 0.00000688, -0.00001306, -0.00001326, -0.00001463, -0.00001220, -0.00001708, -0.00001148, -0.00001384, -0.00001136, 0.00000388, 0.00001788, 0.00000421, -0.00000434, -0.00001076, 0.00001120, 0.00000054, 0.00000668, 0.00001180, 0.00001560, 0.00001461, 0.00001505, 0.00002271, 0.00002001, 0.00003283, 0.00004205, 0.00003526, 0.00004421, 0.00004134, 0.00005051, 0.00004808, 0.00004973, 0.00005435, 0.00006021, 0.00007327, 0.00009717, 0.00006978, 0.00004483, 0.00007323, 0.00007405, 0.00006823, 0.00009335, 0.00008612, 0.00010152, 0.00011381, 0.00011258, 0.00011558, 0.00016038, 0.00011634, 0.00010566, 0.00009680, 0.00011213, 0.00013630, 0.00012361, 0.00013977, 0.00014134, 0.00015648, 0.00014363, 0.00016835, 0.00017087, 0.00016349, 0.00016339, 0.00017267, 0.00017612, 0.00018504, 0.00017148, 0.00017991, 0.00018453, 0.00018493, 0.00017988, 0.00019860, 0.00020517, 0.00020632, 0.00019559, 0.00020901, 0.00021645, 0.00021808, 0.00020887, 0.00023989, 0.00022473, 0.00022570, 0.00024277, 0.00024960, 0.00023403, 0.00024897, 0.00024332, 0.00025172, 0.00024884, 0.00024645, 0.00025283, 0.00026763, 0.00026800, 0.00025139, 0.00025863, 0.00028093, 0.00027798, 0.00028544, 0.00027382, 0.00028728, 0.00030718, 0.00030372, 0.00030002, 0.00028589, 0.00028955, 0.00028525, 0.00028871, 0.00032156, 0.00031710, 0.00031564, 0.00029292, 0.00030583, 0.00031740, 0.00030977, 0.00032690, 0.00035777, 0.00034461, 0.00029277, 0.00032788, 0.00033680, 0.00030533, 0.00034778, 0.00032730, 0.00033206, 0.00036520, 0.00038447, 0.00038233, 0.00040324, 0.00038962, 0.00035356, 0.00037628, 0.00039652, 0.00041100, 0.00039797, 0.00041593, 0.00038194, 0.00040008, 0.00037918, 0.00036742, 0.00042572, 0.00042311, 0.00042021, 0.00042814, 0.00043052, 0.00047434, 0.00043740, 0.00045017, 0.00042264, 0.00043536, 0.00043714, 0.00045523, 0.00045243, 0.00044924, 0.00042519, 0.00048102, 0.00048042, 0.00046572, 0.00044982, 0.00048886, 0.00048738, 0.00049804, 0.00043235, 0.00051658, 0.00050793, 0.00052214, 0.00048169, 0.00049215, 0.00051326, 0.00047075, 0.00050660, 0.00052863, 0.00053647, 0.00054813, 0.00045988, 0.00054077, 0.00057201, 0.00053624, 0.00044308, 0.00066767, 0.00059527, 0.00061947, 0.00059813, 0.00056508, 0.00059718, 0.00060445, 0.00056252, 0.00057887, 0.00058211]
CE06ISSM-RID16-07-NUTNRB000 | CE06ISSM-00003 | 3 | 287 | CC_eswa | [0.00628026, 0.00349253, -0.00042811, 0.00335872, 0.00096564, 0.00347998, 0.00592419, 0.00838996, 0.01518642, 0.01083562, 0.01405068, -0.00039052, 0.02348248, -0.00038212, 0.02736868, 0.04091918, 0.05740142, 0.06887924, 0.07897310, 0.07348083, 0.07409771, 0.07715393, 0.09591684, 0.07017022, 0.06615548, 0.05678654, 0.04877394, 0.04104446, 0.03427767, 0.02831700, 0.02331730, 0.01901162, 0.01545237, 0.01247726, 0.00996877, 0.00799107, 0.00635209, 0.00502059, 0.00395671, 0.00310469, 0.00242665, 0.00190725, 0.00149263, 0.00116873, 0.00092005, 0.00072773, 0.00055753, 0.00046838, 0.00036799, 0.00029840, 0.00025250, 0.00020976, 0.00017761, 0.00013851, 0.00011301, 0.00010867, 0.00008810, 0.00007684, 0.00008307, 0.00005064, 0.00004274, 0.00002800, 0.00002033, 0.00001520, 0.00000591, 0.00001104, 0.00000979, 0.00000026, -0.00000137, 0.00000192, -0.00001809, -0.00000609, -0.00000358, 0.00001036, -0.00000553, -0.00000194, -0.00000121, -0.00000201, -0.00000841, -0.00000899, -0.00001453, 0.00000370, 0.00000713, 0.00000504, -0.00000175, 0.00000935, 0.00000443, 0.00000224, 0.00000234, 0.00002105, 0.00002777, 0.00002248, 0.00002017, 0.00002076, 0.00000009, 0.00001689, 0.00002206, 0.00001760, 0.00002166, 0.00001750, 0.00002938, 0.00002469, 0.00006293, 0.00002685, 0.00003721, 0.00003188, 0.00005816, 0.00004760, 0.00004078, 0.00003940, 0.00004730, 0.00004716, 0.00005607, 0.00005759, 0.00008627, 0.00005553, 0.00005983, 0.00005845, 0.00009554, 0.00008165, 0.00008125, 0.00007534, 0.00007735, 0.00006655, 0.00007426, 0.00007979, 0.00007333, 0.00008302, 0.00009144, 0.00008511, 0.00008827, 0.00010172, 0.00011048, 0.00010844, 0.00011220, 0.00012141, 0.00012121, 0.00011496, 0.00014873, 0.00012370, 0.00012785, 0.00014098, 0.00014425, 0.00014122, 0.00015367, 0.00011455, 0.00016461, 0.00013256, 0.00015366, 0.00017317, 0.00016547, 0.00016959, 0.00019700, 0.00017691, 0.00020386, 0.00019430, 0.00019081, 0.00019998, 0.00022073, 0.00019805, 0.00022608, 0.00023937, 0.00021755, 0.00023657, 0.00023207, 0.00022728, 0.00026019, 0.00025108, 0.00022816, 0.00025003, 0.00026154, 0.00026242, 0.00026793, 0.00024007, 0.00028074, 0.00024602, 0.00026458, 0.00026800, 0.00029222, 0.00029968, 0.00031043, 0.00029970, 0.00031051, 0.00031634, 0.00029214, 0.00034141, 0.00033385, 0.00035652, 0.00035734, 0.00035649, 0.00034705, 0.00036314, 0.00036729, 0.00031782, 0.00036518, 0.00033959, 0.00033444, 0.00038626, 0.00036161, 0.00039815, 0.00037283, 0.00034476, 0.00037457, 0.00040894, 0.00037958, 0.00028227, 0.00044541, 0.00038524, 0.00042239, 0.00045462, 0.00039595, 0.00041269, 0.00043722, 0.00045794, 0.00047967, 0.00043498, 0.00048629, 0.00040516, 0.00043863, 0.00047958, 0.00049259, 0.00049376, 0.00049476, 0.00049230, 0.00053996, 0.00052435, 0.00048961, 0.00046723, 0.00046625, 0.00060007, 0.00046026, 0.00051125, 0.00054362, 0.00053539, 0.00050148, 0.00049231, 0.00040833, 0.00060411, 0.00054668, 0.00056411, 0.00057275, 0.00055357, 0.00061875, 0.00054235, 0.00052177, 0.00073992, 0.00047142, 0.00059195, 0.00068917, 0.00063456, 0.00065375, 0.00069740, 0.00058772, 0.00062655, 0.00069607, 0.00070019]
CE06ISSM-RID16-07-NUTNRB000 | CE06ISSM-00003 | 3 | 287 | CC_di | [32.59055919, 37.10907771, 44.62759622, 45.03500363, 41.84981845, 41.88685548, 41.29426289, 46.70167030, 42.99796659, 39.62759622, 38.33129993, 37.29426289, 36.47944808, 55.73870733, 193.51648511, 789.36833696, 2450.84981845, 5484.55352215, 9364.66463326, 13170.55352215, 16346.59055919, 18896.92389252, 20817.10907771, 23074.77574437, 25140.81278141, 27391.59055919, 29865.81278141, 32631.36833696, 35612.62759622, 38716.51648511, 41703.62759622, 44429.59055919, 46623.73870733, 46958.96092956, 48350.55352215, 48043.96092956, 46745.70167030, 44823.22018882, 42523.51648511, 40139.40537400, 37852.18315178, 35871.77574437, 34230.59055919, 32954.22018882, 32044.36833696, 31545.59055919, 31398.44241104, 31628.07204067, 32193.25722585, 33100.03500363, 34323.81278141, 35891.25722585, 37687.10907771, 39737.29426289, 41985.47944808, 44282.07204067, 46541.29426289, 48623.33129993, 50346.22018882, 51631.51648511, 52314.77574437, 52313.55352215, 51650.03500363, 50381.25722585, 48559.03500363, 46358.55352215, 43955.51648511, 41447.84981845, 38993.96092956, 36658.14611474, 34507.73870733, 32619.66463326, 30931.10907771, 29447.10907771, 28202.92389252, 27145.10907771, 26250.10907771, 25542.62759622, 24963.14611474, 24536.55352215, 24251.99796659, 24065.73870733, 24002.88685548, 24065.59055919, 24206.92389252, 24438.70167030, 24751.81278141, 25106.44241104, 25476.55352215, 25874.10907771, 26215.70167030, 26514.92389252, 26709.66463326, 26774.36833696, 26701.33129993, 26453.66463326, 26001.77574437, 25394.92389252, 24611.47944808, 23686.18315178, 22668.51648511, 21579.92389252, 20479.36833696, 19386.81278141, 18325.77574437, 17325.03500363, 16423.47944808, 15599.47944808, 14874.59055919, 14252.70167030, 13707.66463326, 13250.96092956, 12868.62759622, 12558.25722585, 12316.70167030, 12143.88685548, 12018.70167030, 11951.70167030, 11946.47944808, 11984.10907771, 12073.59055919, 12223.29426289, 12410.03500363, 12644.73870733, 12943.33129993, 13261.14611474, 13643.29426289, 14057.36833696, 14497.70167030, 14950.44241104, 15419.73870733, 15888.29426289, 16341.36833696, 16758.99796659, 17143.73870733, 17488.14611474, 17763.22018882, 17960.59055919, 18102.03500363, 18155.40537400, 18111.47944808, 17996.59055919, 17799.29426289, 17541.33129993, 17214.55352215, 16842.84981845, 16407.66463326, 15967.07204067, 15472.44241104, 14974.70167030, 14472.73870733, 13974.92389252, 13490.70167030, 13040.36833696, 12586.62759622, 12169.14611474, 11773.03500363, 11407.14611474, 11068.70167030, 10763.18315178, 10477.40537400, 10233.96092956, 10013.44241104, 9820.29426289, 9660.29426289, 9512.66463326, 9373.92389252, 9259.59055919, 9142.77574437, 9030.99796659, 8923.18315178, 8818.88685548, 8710.81278141, 8612.29426289, 8529.36833696, 8468.14611474, 8414.14611474, 8271.33129993, 8321.70167030, 8291.18315178, 8267.99796659, 8252.73870733, 8241.62759622, 8224.10907771, 8212.36833696, 8193.14611474, 8173.03500363, 8150.36833696, 8125.36833696, 8096.44241104, 8059.07204067, 8017.99796659, 7967.44241104, 7924.07204067, 7874.99796659, 7821.51648511, 7755.07204067, 7685.47944808, 7601.47944808, 7512.92389252, 7423.14611474, 7324.47944808, 7218.18315178, 7101.36833696, 6974.14611474, 6837.10907771, 6696.22018882, 6545.73870733, 6393.36833696, 6238.07204067, 6071.44241104, 5912.66463326, 5748.62759622, 5581.77574437, 5421.36833696, 5261.10907771, 5103.33129993, 4952.81278141, 4804.92389252, 4669.59055919, 4544.70167030, 4421.92389252, 4297.62759622, 4174.07204067, 4049.44241104, 3928.18315178, 3810.40537400, 3707.44241104, 3618.44241104, 3533.29426289, 3452.92389252, 3387.88685548, 3328.59055919, 3277.25722585, 3224.81278141, 3190.10907771, 3152.44241104, 3116.70167030, 3061.40537400, 3014.40537400, 2968.77574437, 2928.66463326, 2890.10907771, 2859.77574437, 2832.96092956, 2803.99796659, 2785.73870733, 2776.62759622, 2761.07204067, 2751.40537400, 2748.55352215, 2747.36833696, 2745.18315178, 2744.99796659, 2713.77574437, 2713.77574437]
CE06ISSM-RID16-01-OPTAAD000 | CE06ISSM-00003 | 3 | 259 | CC_cwlngth | [400.1, 403.7, 407.1, 410.5, 413.9, 417.4, 421.5, 425.4, 429.9, 433.4, 437.3, 441.4, 445.6, 449.9, 454.5, 458.3, 462.9, 466.6, 471.3, 476.1, 480.8, 484.8, 489.2, 493.2, 497.9, 501.7, 506.2, 510.9, 515.6, 519.7, 524.4, 528.5, 532.5, 537.0, 540.8, 545.1, 549.2, 553.6, 557.5, 561.8, 565.7, 569.8, 573.6, 576.9, 581.5, 585.2, 589.3, 593.2, 597.4, 601.8, 605.8, 610.3, 614.4, 618.9, 622.9, 627.2, 631.0, 635.4, 639.2, 643.6, 647.8, 652.2, 656.2, 660.8, 665.0, 669.1, 673.2, 677.3, 681.2, 685.5, 689.2, 692.9, 696.6, 700.5, 704.1, 707.8, 711.5, 715.2, 718.5, 722.1, 726.0, 729.2, 732.9, 736.1, 739.7]
CE06ISSM-RID16-01-OPTAAD000 | CE06ISSM-00003 | 3 | 259 | CC_ccwo | [-2.302012, -2.128244, -1.965839, -1.814901, -1.671427, -1.543090, -1.421844, -1.307032, -1.198097, -1.095465, -0.997379, -0.906649, -0.820237, -0.740517, -0.658095, -0.591261, -0.524960, -0.461162, -0.399567, -0.343605, -0.289903, -0.239878, -0.190535, -0.144350, -0.101137, -0.060661, -0.025230, 0.010605, 0.044146, 0.073605, 0.104701, 0.134956, 0.159038, 0.188963, 0.210639, 0.236690, 0.261585, 0.280824, 0.303411, 0.322768, 0.336132, 0.349508, 0.360356, 0.366257, 0.357524, 0.355055, 0.348029, 0.335826, 0.319981, 0.311238, 0.305517, 0.313050, 0.319860, 0.328589, 0.340140, 0.344470, 0.351413, 0.361007, 0.367228, 0.367511, 0.366481, 0.362768, 0.357711, 0.354715, 0.351078, 0.353260, 0.354600, 0.352466, 0.344311, 0.331381, 0.308638, 0.277918, 0.236507, 0.181582, 0.109545, 0.022147, -0.086088, -0.222161, -0.385591, -0.578685, -0.792972, -1.027559, -1.255723, -1.450365, -1.583936]
CE06ISSM-RID16-01-OPTAAD000 | CE06ISSM-00003 | 3 | 259 | CC_tcal | 21.1
CE06ISSM-RID16-01-OPTAAD000 | CE06ISSM-00003 | 3 | 259 | CC_tbins | [0.319870, 1.439530, 2.469024, 3.490476, 4.496897, 5.485424, 6.476136, 7.464186, 8.467143, 9.493750, 10.468889, 11.525625, 12.486563, 13.483636, 14.500526, 15.501111, 16.497105, 17.496585, 18.497561, 19.585698, 20.454521, 21.460588, 22.485652, 23.478974, 24.480588, 25.478621, 26.466923, 27.476800, 28.535161, 29.499688, 30.494483, 31.474074, 32.475769, 33.486400, 34.485217]
CE06ISSM-RID16-01-OPTAAD000 | CE06ISSM-00003 | 3 | 259 | CC_awlngth | [401.6, 404.6, 408.2, 411.0, 414.8, 418.3, 422.4, 426.3, 430.4, 433.8, 438.0, 441.7, 446.2, 450.4, 454.8, 458.7, 463.1, 466.8, 471.3, 475.9, 480.4, 484.5, 489.0, 492.8, 497.0, 501.2, 505.7, 510.0, 514.5, 519.0, 523.5, 527.5, 531.8, 535.4, 539.7, 543.9, 548.0, 552.2, 556.2, 560.1, 564.4, 568.1, 571.9, 575.3, 577.8, 581.4, 585.1, 589.0, 593.0, 597.1, 601.1, 605.3, 609.5, 613.7, 618.0, 622.2, 626.0, 630.2, 634.4, 638.2, 642.5, 646.5, 650.9, 655.0, 659.5, 663.4, 667.7, 671.8, 676.0, 679.4, 683.7, 687.6, 691.1, 695.2, 698.6, 702.3, 705.8, 709.5, 713.1, 716.6, 720.0, 723.8, 727.3, 730.5, 734.0]
CE06ISSM-RID16-01-OPTAAD000 | CE06ISSM-00003 | 3 | 259 | CC_acwo | [-1.445004, -1.319009, -1.206205, -1.102273, -1.002328, -0.909721, -0.822689, -0.736339, -0.654901, -0.575849, -0.499010, -0.427038, -0.355784, -0.284763, -0.216876, -0.152574, -0.089315, -0.028026, 0.031302, 0.089017, 0.144815, 0.198705, 0.250424, 0.300138, 0.348082, 0.393167, 0.436002, 0.477104, 0.517372, 0.558139, 0.598135, 0.636629, 0.674536, 0.710415, 0.744935, 0.777537, 0.808593, 0.838761, 0.867614, 0.895143, 0.920923, 0.943476, 0.962823, 0.979223, 0.986737, 0.998370, 1.005617, 1.007886, 1.005236, 1.001435, 1.001306, 1.009286, 1.023264, 1.040343, 1.058262, 1.075740, 1.092712, 1.108887, 1.123919, 1.137864, 1.149558, 1.157528, 1.161434, 1.163726, 1.167307, 1.173817, 1.182066, 1.189379, 1.193655, 1.193327, 1.186693, 1.172037, 1.147607, 1.112794, 1.065797, 1.004225, 0.924084, 0.821592, 0.695824, 0.545134, 0.365669, 0.159582, -0.062971, -0.286118, -0.486201]
CE06ISSM-RID16-01-OPTAAD000 | CE06ISSM-00003 | 3 | 259 | CC_taarray | SheetRef:ACS259_CC_taarray
CE06ISSM-RID16-01-OPTAAD000 | CE06ISSM-00003 | 3 | 259 | CC_tcarray | SheetRef:ACS259_CC_tcarray
CE06ISSM-RID16-05-PCO2WB000 | CE06ISSM-00003 | 3 | C0082 | CC_cala | 0.0324
CE06ISSM-RID16-05-PCO2WB000 | CE06ISSM-00003 | 3 | C0082 | CC_calb | 0.6905
CE06ISSM-RID16-05-PCO2WB000 | CE06ISSM-00003 | 3 | C0082 | CC_calc | -1.6577
CE06ISSM-RID16-05-PCO2WB000 | CE06ISSM-00003 | 3 | C0082 | CC_calt | 15.4182
CE06ISSM-RID16-05-PCO2WB000 | CE06ISSM-00003 | 3 | C0082 | CC_ea434 | 19706 | ea and eb coeffs are …
CE06ISSM-RID16-05-PCO2WB000 | CE06ISSM-00003 | 3 | C0082 | CC_ea620 | 34 | … reagent bag specific.
CE06ISSM-RID16-05-PCO2WB000 | CE06ISSM-00003 | 3 | C0082 | CC_eb434 | 3073
CE06ISSM-RID16-05-PCO2WB000 | CE06ISSM-00003 | 3 | C0082 | CC_eb620 | 44327
CE06ISSM-RID16-06-PHSEND000 | CE06ISSM-00003 | 3 | P0160 | CC_ea434 | 17533
CE06ISSM-RID16-06-PHSEND000 | CE06ISSM-00003 | 3 | P0160 | CC_ea578 | 101
CE06ISSM-RID16-06-PHSEND000 | CE06ISSM-00003 | 3 | P0160 | CC_eb434 | 2229
CE06ISSM-RID16-06-PHSEND000 | CE06ISSM-00003 | 3 | P0160 | CC_eb578 | 38502
CE06ISSM-RID16-06-PHSEND000 | CE06ISSM-00003 | 3 | P0160 | CC_ind_off | 0
CE06ISSM-RID16-06-PHSEND000 | CE06ISSM-00003 | 3 | P0160 | CC_ind_slp | 1
CE06ISSM-RID16-06-PHSEND000 | CE06ISSM-00003 | 3 | P0160 | CC_psal | 35 | DELETE: use salinity from co-located CTDBP
CE06ISSM-RID16-08-SPKIRB000 | CE06ISSM-00003 | 3 | 243 | CC_immersion_factor | [1.368, 1.410, 1.365, 1.354, 1.372, 1.322, 1.347]
CE06ISSM-RID16-08-SPKIRB000 | CE06ISSM-00003 | 3 | 243 | CC_offset | [2147101955.0, 2147540714.4, 2147521327.7, 2146998648.9, 2147501275.2, 2147902897.5, 2147640531.0]
CE06ISSM-RID16-08-SPKIRB000 | CE06ISSM-00003 | 3 | 243 | CC_scale | [2.09360120419e-007, 2.05852693527e-007, 2.06822423286e-007, 2.08093055818e-007, 2.21274936234e-007, 2.08306314548e-007, 2.14987312846e-007]
CE06ISSM-RID16-04-VELPTA000 | CE06ISSM-00003 | 3 | 11774 | CC_lat | 47.1333
CE06ISSM-RID16-04-VELPTA000 | CE06ISSM-00003 | 3 | 11774 | CC_lon | -124.2709
CE06ISSM-MFD35-04-ADCPTM000 | CE06ISSM-00003 | 3 | 21517 | CC_depth | 29000 | [mm]; NOT NEEDED FOR ENDURANCE
CE06ISSM-MFD35-04-ADCPTM000 | CE06ISSM-00003 | 3 | 21517 | CC_lat | 47.1333
CE06ISSM-MFD35-04-ADCPTM000 | CE06ISSM-00003 | 3 | 21517 | CC_lon | -124.2709
CE06ISSM-MFD35-04-ADCPTM000 | CE06ISSM-00003 | 3 | 21517 | CC_scale_factor1 | 0.45
CE06ISSM-MFD35-04-ADCPTM000 | CE06ISSM-00003 | 3 | 21517 | CC_scale_factor2 | 0.45
CE06ISSM-MFD35-04-ADCPTM000 | CE06ISSM-00003 | 3 | 21517 | CC_scale_factor3 | 0.45
CE06ISSM-MFD35-04-ADCPTM000 | CE06ISSM-00003 | 3 | 21517 | CC_scale_factor4 | 0.45
[6 empty] | No Calibration Coefficient | CE06ISSM-MFD00-00-CAMDSA000 | CE06ISSM-00003 | 3 | NOT INSTALLED
CE06ISSM-MFD37-03-CTDBPC000 | CE06ISSM-00003 | 3 | 16-50152 | CC_lat | 47.1333
CE06ISSM-MFD37-03-CTDBPC000 | CE06ISSM-00003 | 3 | 16-50152 | CC_lon | -124.2709
CE06ISSM-MFD37-03-CTDBPC000 | CE06ISSM-00003 | 3 | 16-50152 | CC_a0 | 0.0012721
CE06ISSM-MFD37-03-CTDBPC000 | CE06ISSM-00003 | 3 | 16-50152 | CC_a1 | 0.00026614
CE06ISSM-MFD37-03-CTDBPC000 | CE06ISSM-00003 | 3 | 16-50152 | CC_a2 | -5.5092e-08
CE06ISSM-MFD37-03-CTDBPC000 | CE06ISSM-00003 | 3 | 16-50152 | CC_a3 | 1.4175e-07
CE06ISSM-MFD37-03-CTDBPC000 | CE06ISSM-00003 | 3 | 16-50152 | CC_ptempa0 | 123.7178
CE06ISSM-MFD37-03-CTDBPC000 | CE06ISSM-00003 | 3 | 16-50152 | CC_ptempa1 | -39.9765
CE06ISSM-MFD37-03-CTDBPC000 | CE06ISSM-00003 | 3 | 16-50152 | CC_ptempa2 | -0.47133
CE06ISSM-MFD37-03-CTDBPC000 | CE06ISSM-00003 | 3 | 16-50152 | CC_ptca0 | 510454.759
CE06ISSM-MFD37-03-CTDBPC000 | CE06ISSM-00003 | 3 | 16-50152 | CC_ptca1 | -232.2575
CE06ISSM-MFD37-03-CTDBPC000 | CE06ISSM-00003 | 3 | 16-50152 | CC_ptca2 | -1.1231
CE06ISSM-MFD37-03-CTDBPC000 | CE06ISSM-00003 | 3 | 16-50152 | CC_ptcb0 | 24.986
CE06ISSM-MFD37-03-CTDBPC000 | CE06ISSM-00003 | 3 | 16-50152 | CC_ptcb1 | 0
CE06ISSM-MFD37-03-CTDBPC000 | CE06ISSM-00003 | 3 | 16-50152 | CC_ptcb2 | 0
CE06ISSM-MFD37-03-CTDBPC000 | CE06ISSM-00003 | 3 | 16-50152 | CC_pa0 | -3.7087
CE06ISSM-MFD37-03-CTDBPC000 | CE06ISSM-00003 | 3 | 16-50152 | CC_pa1 | 0.00063208
CE06ISSM-MFD37-03-CTDBPC000 | CE06ISSM-00003 | 3 | 16-50152 | CC_pa2 | 1.0855e-11
CE06ISSM-MFD37-03-CTDBPC000 | CE06ISSM-00003 | 3 | 16-50152 | CC_g | -0.99048
CE06ISSM-MFD37-03-CTDBPC000 | CE06ISSM-00003 | 3 | 16-50152 | CC_h | 0.14975
CE06ISSM-MFD37-03-CTDBPC000 | CE06ISSM-00003 | 3 | 16-50152 | CC_i | -0.00014385
CE06ISSM-MFD37-03-CTDBPC000 | CE06ISSM-00003 | 3 | 16-50152 | CC_j | 3.2325e-05
CE06ISSM-MFD37-03-CTDBPC000 | CE06ISSM-00003 | 3 | 16-50152 | CC_cpcor | -9.57e-08
CE06ISSM-MFD37-03-CTDBPC000 | CE06ISSM-00003 | 3 | 16-50152 | CC_ctcor | 3.25e-06
CE06ISSM-MFD37-04-DOSTAD000 | CE06ISSM-00003 | 3 | 484 | CC_lat | 47.1333
CE06ISSM-MFD37-04-DOSTAD000 | CE06ISSM-00003 | 3 | 484 | CC_lon | -124.2709
CE06ISSM-MFD37-04-DOSTAD000 | CE06ISSM-00003 | 3 | 484 | CC_csv | [2.87336E-03, 1.22193E-04, 2.46678E-06, 2.31403E02, -2.86811E-01, -5.58422E01, 4.55955E00]
CE06ISSM-MFD37-04-DOSTAD000 | CE06ISSM-00003 | 3 | 484 | CC_conc_coef | [0.0, 1.0] | 1st cal, so default values for offset and slope
[7 empty] | CE06ISSM-MFD37-01-OPTAAD000 | CE06ISSM-00003 | 3 | NOT INSTALLED | CC_cwlngth
[7 empty] | CE06ISSM-MFD37-01-OPTAAD000 | CE06ISSM-00003 | 3 |  | CC_ccwo
[7 empty] | CE06ISSM-MFD37-01-OPTAAD000 | CE06ISSM-00003 | 3 |  | CC_tcal
[7 empty] | CE06ISSM-MFD37-01-OPTAAD000 | CE06ISSM-00003 | 3 |  | CC_tbins
[7 empty] | CE06ISSM-MFD37-01-OPTAAD000 | CE06ISSM-00003 | 3 |  | CC_awlngth
[7 empty] | CE06ISSM-MFD37-01-OPTAAD000 | CE06ISSM-00003 | 3 |  | CC_acwo
[7 empty] | CE06ISSM-MFD37-01-OPTAAD000 | CE06ISSM-00003 | 3 |  | CC_taarray
[7 empty] | CE06ISSM-MFD37-01-OPTAAD000 | CE06ISSM-00003 | 3 |  | CC_tcarray
[7 empty] | CE06ISSM-MFD35-05-PCO2WB000 | CE06ISSM-00003 | 3 | NOT INSTALLED | CC_cala
[7 empty] | CE06ISSM-MFD35-05-PCO2WB000 | CE06ISSM-00003 | 3 |  | CC_calb
[7 empty] | CE06ISSM-MFD35-05-PCO2WB000 | CE06ISSM-00003 | 3 |  | CC_calc
[7 empty] | CE06ISSM-MFD35-05-PCO2WB000 | CE06ISSM-00003 | 3 |  | CC_calt
[6 empty] | ea and eb coeffs are … | CE06ISSM-MFD35-05-PCO2WB000 | CE06ISSM-00003 | 3 |  | CC_ea434
[6 empty] | … reagent bag specific. | CE06ISSM-MFD35-05-PCO2WB000 | CE06ISSM-00003 | 3 |  | CC_ea620
[7 empty] | CE06ISSM-MFD35-05-PCO2WB000 | CE06ISSM-00003 | 3 |  | CC_eb434
[7 empty] | CE06ISSM-MFD35-05-PCO2WB000 | CE06ISSM-00003 | 3 |  | CC_eb620
[7 empty] | CE06ISSM-MFD35-06-PHSEND000 | CE06ISSM-00003 | 3 | NOT INSTALLED | CC_ea434 | 17533
[7 empty] | CE06ISSM-MFD35-06-PHSEND000 | CE06ISSM-00003 | 3 |  | CC_ea578 | 101
[7 empty] | CE06ISSM-MFD35-06-PHSEND000 | CE06ISSM-00003 | 3 |  | CC_eb434 | 2229
[7 empty] | CE06ISSM-MFD35-06-PHSEND000 | CE06ISSM-00003 | 3 |  | CC_eb578 | 38502
[7 empty] | CE06ISSM-MFD35-06-PHSEND000 | CE06ISSM-00003 | 3 |  | CC_ind_off | 0
[7 empty] | CE06ISSM-MFD35-06-PHSEND000 | CE06ISSM-00003 | 3 |  | CC_ind_slp | 1
[6 empty] | DELETE: use salinity from co-located CTDBP | CE06ISSM-MFD35-06-PHSEND000 | CE06ISSM-00003 | 3 |  | CC_psal | 35
CE06ISSM-MFD35-02-PRESFA000 | CE06ISSM-00003 | 3 | 26-1391 | CC_c1 | 599.7413 | IDD for data recovered directly from
CE06ISSM-MFD35-02-PRESFA000 | CE06ISSM-00003 | 3 | 26-1391 | CC_c2 | 10.06 | the PRESF instrument needs to be written
CE06ISSM-MFD35-02-PRESFA000 | CE06ISSM-00003 | 3 | 26-1391 | CC_c3 | -1105.32
CE06ISSM-MFD35-02-PRESFA000 | CE06ISSM-00003 | 3 | 26-1391 | CC_d1 | 0.029624
CE06ISSM-MFD35-02-PRESFA000 | CE06ISSM-00003 | 3 | 26-1391 | CC_d2 | 0
CE06ISSM-MFD35-02-PRESFA000 | CE06ISSM-00003 | 3 | 26-1391 | CC_offset_correction_factor | 0 | Constant
CE06ISSM-MFD35-02-PRESFA000 | CE06ISSM-00003 | 3 | 26-1391 | CC_pressure_offset_calibration_coefficient | -0.173 | from SBE offset_correction pdf
CE06ISSM-MFD35-02-PRESFA000 | CE06ISSM-00003 | 3 | 26-1391 | CC_slope_correction_factor | 1 | Constant
CE06ISSM-MFD35-02-PRESFA000 | CE06ISSM-00003 | 3 | 26-1391 | CC_t1 | 27.8089
CE06ISSM-MFD35-02-PRESFA000 | CE06ISSM-00003 | 3 | 26-1391 | CC_t2 | 0.49306
CE06ISSM-MFD35-02-PRESFA000 | CE06ISSM-00003 | 3 | 26-1391 | CC_t3 | 19.8433
CE06ISSM-MFD35-02-PRESFA000 | CE06ISSM-00003 | 3 | 26-1391 | CC_t4 | 41.1736
CE06ISSM-MFD35-02-PRESFA000 | CE06ISSM-00003 | 3 | 26-1391 | CC_u0 | 5.7936
CE06ISSM-MFD35-02-PRESFA000 | CE06ISSM-00003 | 3 | 26-1391 | CC_y1 | -3983.797
CE06ISSM-MFD35-02-PRESFA000 | CE06ISSM-00003 | 3 | 26-1391 | CC_y2 | -9856.866
CE06ISSM-MFD35-02-PRESFA000 | CE06ISSM-00003 | 3 | 26-1391 | CC_y3 | 0
CE06ISSM-MFD35-02-PRESFA000 | CE06ISSM-00003 | 3 | 26-1391 | CC_b | 8388.6
CE06ISSM-MFD35-02-PRESFA000 | CE06ISSM-00003 | 3 | 26-1391 | CC_m | 125829.1
CE06ISSM-MFD35-01-VEL3DD000 | CE06ISSM-00003 | 3 | 11084 | CC_lat | 47.1333
CE06ISSM-MFD35-01-VEL3DD000 | CE06ISSM-00003 | 3 | 11084 | CC_lon | -124.2709
CE06ISSM-MFD37-00-ZPLSCC000 | CE06ISSM-00003 | 3 | 55097 |  |  | No Calibration Coefficient
CE06ISSM-SBC11-00-CPMENG000 | CE06ISSM-00003 | 3 | CE06ISSM-00002-CPM1 |  |  | No Calibration Coefficient
CE06ISSM-RIC21-00-CPMENG000 | CE06ISSM-00003 | 3 | CE06ISSM-00002-CPM2 |  |  | No Calibration Coefficient
CE06ISSM-MFC31-00-CPMENG000 | CE06ISSM-00003 | 3 | CE06ISSM-00002-CPM3 |  |  | No Calibration Coefficient
CE06ISSM-SBD17-00-DCLENG000 | CE06ISSM-00003 | 3 | CE06ISSM-00002-DCL17 |  |  | No Calibration Coefficient
CE06ISSM-RID16-00-DCLENG000 | CE06ISSM-00003 | 3 | CE06ISSM-00002-DCL16 |  |  | No Calibration Coefficient
CE06ISSM-MFD35-00-DCLENG000 | CE06ISSM-00003 | 3 | CE06ISSM-00002-DCL35 |  |  | No Calibration Coefficient
CE06ISSM-MFD37-00-DCLENG000 | CE06ISSM-00003 | 3 | CE06ISSM-00002-DCL37 |  |  | No Calibration Coefficient

## ACS259_CC_taarray
-0.030014 | -0.031699 | -0.03044 | -0.028015 | -0.025157 | -0.024213 | -0.022893 | -0.021904 | -0.020897 | -0.020147 | -0.019311 | -0.018401 | -0.017031 | -0.015229 | -0.014715 | -0.013056 | -0.011878 | -0.011113 | -0.010568 | -0.00951 | -0.007775 | -0.005907 | -0.004442 | -0.002971 | -0.001424 | 0 | 0.000363 | 0.001434 | 0.004246 | 0.004787 | 0.006318 | 0.007685 | 0.009855 | 0.010518 | 0.012145
-0.02802 | -0.029453 | -0.027867 | -0.025893 | -0.023419 | -0.022305 | -0.021029 | -0.020273 | -0.01893 | -0.018411 | -0.01745 | -0.016725 | -0.015613 | -0.013976 | -0.012972 | -0.011956 | -0.010866 | -0.009901 | -0.009463 | -0.008538 | -0.006757 | -0.005108 | -0.003831 | -0.00237 | -0.000975 | 0 | 0.000722 | 0.001674 | 0.003903 | 0.003864 | 0.005343 | 0.006974 | 0.008132 | 0.009231 | 0.010562
-0.025281 | -0.026616 | -0.025601 | -0.023487 | -0.021108 | -0.020224 | -0.019025 | -0.018301 | -0.017355 | -0.016705 | -0.015922 | -0.015227 | -0.01432 | -0.012716 | -0.011626 | -0.010922 | -0.009929 | -0.008818 | -0.008171 | -0.007542 | -0.005739 | -0.004125 | -0.002945 | -0.001672 | -0.000689 | 0 | 0.000685 | 0.001324 | 0.003169 | 0.003423 | 0.00479 | 0.005705 | 0.006734 | 0.007784 | 0.008841
-0.02363 | -0.024786 | -0.023408 | -0.021642 | -0.019595 | -0.018497 | -0.017441 | -0.016755 | -0.016121 | -0.015319 | -0.014773 | -0.013741 | -0.012769 | -0.011391 | -0.010435 | -0.009187 | -0.008536 | -0.007663 | -0.007087 | -0.00634 | -0.004871 | -0.003425 | -0.002693 | -0.001676 | -0.000912 | 0 | 0.000591 | 0.001061 | 0.002651 | 0.002925 | 0.003715 | 0.004618 | 0.005908 | 0.006444 | 0.007354
-0.02102 | -0.022296 | -0.021502 | -0.019818 | -0.017709 | -0.016786 | -0.015811 | -0.014936 | -0.014288 | -0.013763 | -0.013185 | -0.012314 | -0.01165 | -0.010383 | -0.009368 | -0.008391 | -0.007628 | -0.007003 | -0.0064 | -0.005667 | -0.00419 | -0.002881 | -0.002076 | -0.001397 | -0.000585 | 0 | 0.000538 | 0.00113 | 0.002463 | 0.002587 | 0.003603 | 0.0046 | 0.005008 | 0.005886 | 0.006537
-0.0187 | -0.020025 | -0.019312 | -0.017808 | -0.016026 | -0.015201 | -0.014391 | -0.013886 | -0.013017 | -0.012506 | -0.011967 | -0.011239 | -0.01043 | -0.009334 | -0.008502 | -0.007472 | -0.006865 | -0.006097 | -0.005634 | -0.004846 | -0.003634 | -0.002516 | -0.001793 | -0.001222 | -0.000547 | 0 | 0.0004 | 0.000842 | 0.001991 | 0.002068 | 0.003019 | 0.003727 | 0.004391 | 0.004909 | 0.005576
-0.018025 | -0.019219 | -0.018457 | -0.017135 | -0.01557 | -0.014826 | -0.013971 | -0.013158 | -0.012526 | -0.011802 | -0.011176 | -0.010496 | -0.009659 | -0.008626 | -0.007825 | -0.007099 | -0.006447 | -0.005715 | -0.005248 | -0.00443 | -0.003335 | -0.002139 | -0.001541 | -0.001213 | -0.000385 | 0 | 0.000257 | 0.000597 | 0.001757 | 0.001744 | 0.002481 | 0.00315 | 0.00385 | 0.004353 | 0.004739
-0.016892 | -0.017943 | -0.017601 | -0.01631 | -0.014745 | -0.014039 | -0.013228 | -0.012599 | -0.01184 | -0.011313 | -0.01064 | -0.010011 | -0.009122 | -0.008385 | -0.00751 | -0.006648 | -0.005849 | -0.005369 | -0.004831 | -0.004104 | -0.003006 | -0.001948 | -0.001342 | -0.000898 | -0.000385 | 0 | 0.000118 | 0.000423 | 0.0016 | 0.001701 | 0.002122 | 0.002823 | 0.003331 | 0.003815 | 0.004288
-0.015481 | -0.016735 | -0.016174 | -0.014921 | -0.013649 | -0.012995 | -0.012244 | -0.011573 | -0.011164 | -0.010477 | -0.009884 | -0.009358 | -0.00856 | -0.007692 | -0.006817 | -0.006136 | -0.005449 | -0.004713 | -0.004246 | -0.003462 | -0.002423 | -0.001593 | -0.001163 | -0.000762 | -0.000302 | 0 | 0.000324 | 0.000696 | 0.001486 | 0.001645 | 0.002135 | 0.002749 | 0.003222 | 0.003728 | 0.004148
-0.01468 | -0.01597 | -0.015619 | -0.014599 | -0.013228 | -0.012508 | -0.011639 | -0.011063 | -0.010381 | -0.009955 | -0.009376 | -0.00875 | -0.008006 | -0.007295 | -0.006332 | -0.005697 | -0.005123 | -0.004509 | -0.004052 | -0.00333 | -0.002398 | -0.001498 | -0.001152 | -0.000734 | -0.000376 | 0 | 0.000187 | 0.000403 | 0.001204 | 0.001379 | 0.001847 | 0.002272 | 0.002851 | 0.003083 | 0.003743
-0.013713 | -0.015062 | -0.014747 | -0.013828 | -0.012593 | -0.01196 | -0.011271 | -0.010907 | -0.010263 | -0.009689 | -0.009135 | -0.008567 | -0.007831 | -0.007107 | -0.006289 | -0.005533 | -0.004895 | -0.004273 | -0.003737 | -0.002989 | -0.002111 | -0.001306 | -0.000749 | -0.000632 | -0.000208 | 0 | 0.000197 | 0.000406 | 0.001228 | 0.001353 | 0.001748 | 0.002278 | 0.00263 | 0.002958 | 0.00355
-0.01317 | -0.0145 | -0.01411 | -0.013351 | -0.012153 | -0.011519 | -0.010863 | -0.010433 | -0.009795 | -0.009294 | -0.008713 | -0.008077 | -0.007423 | -0.0067 | -0.005835 | -0.005186 | -0.004565 | -0.003938 | -0.003438 | -0.002776 | -0.001902 | -0.001182 | -0.000781 | -0.000654 | -0.000202 | 0 | 0.000181 | 0.000446 | 0.001068 | 0.001157 | 0.001451 | 0.002031 | 0.002565 | 0.00275 | 0.003215
-0.012585 | -0.013904 | -0.013587 | -0.012742 | -0.011682 | -0.011039 | -0.01026 | -0.009888 | -0.009287 | -0.008818 | -0.008265 | -0.007764 | -0.007 | -0.006274 | -0.005587 | -0.004902 | -0.004299 | -0.003835 | -0.003426 | -0.002627 | -0.001796 | -0.001018 | -0.000663 | -0.00048 | -0.000226 | 0 | 0.000364 | 0.000436 | 0.001171 | 0.001133 | 0.001649 | 0.001944 | 0.002308 | 0.002631 | 0.003092
-0.011757 | -0.013071 | -0.012892 | -0.012102 | -0.01113 | -0.010576 | -0.00994 | -0.009673 | -0.009103 | -0.008549 | -0.008051 | -0.007552 | -0.00684 | -0.006176 | -0.005355 | -0.004748 | -0.00413 | -0.003565 | -0.003047 | -0.002417 | -0.001567 | -0.000893 | -0.000522 | -0.000438 | -0.000132 | 0 | 0.00032 | 0.000492 | 0.001136 | 0.001175 | 0.001456 | 0.001931 | 0.002335 | 0.002461 | 0.002985
-0.011204 | -0.012619 | -0.01235 | -0.011771 | -0.010827 | -0.010264 | -0.009548 | -0.009209 | -0.008654 | -0.008152 | -0.007608 | -0.007133 | -0.006465 | -0.00587 | -0.005071 | -0.004495 | -0.00396 | -0.003314 | -0.002914 | -0.002283 | -0.001538 | -0.000884 | -0.000529 | -0.000362 | -0.000189 | 0 | 0.000284 | 0.0004 | 0.001024 | 0.001057 | 0.001422 | 0.001693 | 0.00216 | 0.002307 | 0.002799
-0.010656 | -0.011989 | -0.011893 | -0.011266 | -0.010313 | -0.009755 | -0.009138 | -0.008831 | -0.00833 | -0.007879 | -0.007423 | -0.006878 | -0.006273 | -0.005706 | -0.004955 | -0.004386 | -0.003858 | -0.003319 | -0.002869 | -0.002144 | -0.001396 | -0.000743 | -0.000479 | -0.000337 | -0.000114 | 0 | 0.00027 | 0.000537 | 0.000989 | 0.001091 | 0.001444 | 0.001717 | 0.002159 | 0.002328 | 0.002855
-0.010213 | -0.011663 | -0.011546 | -0.010973 | -0.010138 | -0.009634 | -0.009189 | -0.008826 | -0.008349 | -0.007755 | -0.007322 | -0.006863 | -0.006197 | -0.005637 | -0.004897 | -0.004335 | -0.003766 | -0.003196 | -0.002766 | -0.002107 | -0.001362 | -0.000799 | -0.000434 | -0.000391 | -0.000108 | 0 | 0.000276 | 0.000476 | 0.000908 | 0.001007 | 0.00128 | 0.001652 | 0.00197 | 0.002224 | 0.002649
-0.00981 | -0.011185 | -0.011136 | -0.010616 | -0.009834 | -0.009261 | -0.008761 | -0.0084 | -0.007928 | -0.007477 | -0.006973 | -0.006554 | -0.006007 | -0.005439 | -0.004715 | -0.004199 | -0.003705 | -0.003159 | -0.002718 | -0.002056 | -0.00135 | -0.00078 | -0.000512 | -0.000412 | -0.000219 | 0 | 0.00027 | 0.000475 | 0.000861 | 0.001031 | 0.001332 | 0.001689 | 0.001947 | 0.002177 | 0.002579
-0.009637 | -0.011032 | -0.011078 | -0.010495 | -0.009738 | -0.009193 | -0.008806 | -0.008419 | -0.007973 | -0.00755 | -0.007095 | -0.006552 | -0.005997 | -0.005429 | -0.004717 | -0.004179 | -0.00368 | -0.00315 | -0.002685 | -0.002062 | -0.001361 | -0.00077 | -0.000475 | -0.000391 | -0.000184 | 0 | 0.000242 | 0.000436 | 0.000922 | 0.000977 | 0.001268 | 0.001542 | 0.001972 | 0.002079 | 0.002572
-0.009339 | -0.010679 | -0.010626 | -0.010198 | -0.009553 | -0.009051 | -0.008637 | -0.008259 | -0.007822 | -0.007309 | -0.006857 | -0.006406 | -0.005839 | -0.005344 | -0.004607 | -0.004086 | -0.003638 | -0.003126 | -0.002635 | -0.002005 | -0.001332 | -0.000843 | -0.000477 | -0.000413 | -0.000169 | 0 | 0.00025 | 0.000387 | 0.000786 | 0.000907 | 0.001169 | 0.001499 | 0.001877 | 0.002011 | 0.002447
-0.008865 | -0.0102 | -0.010237 | -0.009837 | -0.009132 | -0.00863 | -0.00822 | -0.007838 | -0.007432 | -0.007025 | -0.006605 | -0.006172 | -0.005667 | -0.005136 | -0.004441 | -0.003987 | -0.0035 | -0.003009 | -0.002553 | -0.001964 | -0.001309 | -0.000793 | -0.000464 | -0.000386 | -0.000208 | 0 | 0.000196 | 0.000411 | 0.000857 | 0.000947 | 0.001215 | 0.001497 | 0.001817 | 0.002041 | 0.002435
-0.008716 | -0.010083 | -0.010118 | -0.009708 | -0.009095 | -0.00866 | -0.008301 | -0.00796 | -0.00752 | -0.007077 | -0.006611 | -0.006212 | -0.005684 | -0.005187 | -0.004514 | -0.004032 | -0.003509 | -0.003082 | -0.002594 | -0.002022 | -0.001311 | -0.000804 | -0.000442 | -0.000434 | -0.000233 | 0 | 0.000262 | 0.000402 | 0.000782 | 0.000853 | 0.001127 | 0.001472 | 0.001835 | 0.001986 | 0.002477
-0.008406 | -0.009762 | -0.009776 | -0.009452 | -0.008894 | -0.008426 | -0.008044 | -0.00772 | -0.007248 | -0.006811 | -0.006377 | -0.005989 | -0.005502 | -0.005024 | -0.004398 | -0.003969 | -0.003481 | -0.002969 | -0.002526 | -0.001933 | -0.001316 | -0.000858 | -0.000509 | -0.000452 | -0.000233 | 0 | 0.000214 | 0.000343 | 0.000691 | 0.000833 | 0.001084 | 0.001407 | 0.001659 | 0.001857 | 0.002224
-0.008313 | -0.009611 | -0.009672 | -0.00932 | -0.008706 | -0.00825 | -0.007857 | -0.007556 | -0.007143 | -0.006747 | -0.00635 | -0.005923 | -0.005443 | -0.004985 | -0.004368 | -0.003868 | -0.003418 | -0.002919 | -0.002502 | -0.001895 | -0.001282 | -0.000781 | -0.000461 | -0.000371 | -0.000168 | 0 | 0.000263 | 0.000416 | 0.000829 | 0.000916 | 0.001223 | 0.001472 | 0.001727 | 0.00193 | 0.002413
-0.007951 | -0.009286 | -0.009281 | -0.008954 | -0.00846 | -0.008009 | -0.007698 | -0.007434 | -0.006997 | -0.006612 | -0.006137 | -0.005771 | -0.005321 | -0.004837 | -0.004197 | -0.00376 | -0.003269 | -0.002848 | -0.002367 | -0.001833 | -0.001212 | -0.000765 | -0.00041 | -0.00038 | -0.000214 | 0 | 0.000264 | 0.00042 | 0.0008 | 0.000927 | 0.001146 | 0.001433 | 0.001773 | 0.001914 | 0.002357
-0.007931 | -0.009194 | -0.009241 | -0.008988 | -0.008453 | -0.00798 | -0.007611 | -0.007339 | -0.006895 | -0.00646 | -0.006111 | -0.005674 | -0.00525 | -0.00483 | -0.004171 | -0.003742 | -0.003309 | -0.002858 | -0.002378 | -0.001823 | -0.001224 | -0.000783 | -0.000479 | -0.000396 | -0.000153 | 0 | 0.000288 | 0.000428 | 0.000812 | 0.000932 | 0.001163 | 0.001399 | 0.001698 | 0.001931 | 0.00227
-0.007591 | -0.008878 | -0.008987 | -0.008648 | -0.008147 | -0.007734 | -0.007454 | -0.007167 | -0.006777 | -0.0064 | -0.006019 | -0.005658 | -0.005161 | -0.004752 | -0.004126 | -0.003676 | -0.00324 | -0.002807 | -0.002358 | -0.001813 | -0.001207 | -0.000765 | -0.000438 | -0.000369 | -0.000173 | 0 | 0.000257 | 0.000421 | 0.000799 | 0.00094 | 0.001158 | 0.001425 | 0.001723 | 0.001922 | 0.002335
-0.007295 | -0.008582 | -0.008654 | -0.008405 | -0.007991 | -0.007623 | -0.007332 | -0.00702 | -0.006627 | -0.006167 | -0.005845 | -0.005435 | -0.005013 | -0.0046 | -0.004018 | -0.003573 | -0.003128 | -0.002711 | -0.002253 | -0.001744 | -0.001147 | -0.000764 | -0.000467 | -0.000356 | -0.000211 | 0 | 0.00025 | 0.000358 | 0.000717 | 0.000841 | 0.001049 | 0.001366 | 0.001632 | 0.001858 | 0.002255
-0.007094 | -0.008309 | -0.00845 | -0.008202 | -0.007723 | -0.007319 | -0.007016 | -0.006721 | -0.00633 | -0.005953 | -0.005609 | -0.005263 | -0.004844 | -0.004472 | -0.003921 | -0.003473 | -0.00307 | -0.002633 | -0.002226 | -0.001703 | -0.001156 | -0.000729 | -0.00048 | -0.0004 | -0.000211 | 0 | 0.000237 | 0.000394 | 0.00073 | 0.000875 | 0.001124 | 0.001354 | 0.001609 | 0.001823 | 0.002238
-0.007282 | -0.008455 | -0.008512 | -0.008239 | -0.007793 | -0.007431 | -0.007173 | -0.006853 | -0.00649 | -0.006093 | -0.005718 | -0.005375 | -0.00494 | -0.004548 | -0.003986 | -0.003555 | -0.003106 | -0.002711 | -0.002264 | -0.001726 | -0.001161 | -0.000759 | -0.00046 | -0.000382 | -0.00021 | 0 | 0.000245 | 0.000389 | 0.000715 | 0.000868 | 0.001076 | 0.001368 | 0.001621 | 0.001845 | 0.002246
-0.007296 | -0.008467 | -0.008485 | -0.008256 | -0.007841 | -0.007441 | -0.007173 | -0.006821 | -0.006441 | -0.006026 | -0.005682 | -0.0053 | -0.0049 | -0.004527 | -0.003927 | -0.003556 | -0.003107 | -0.002692 | -0.002239 | -0.001748 | -0.00119 | -0.000801 | -0.000503 | -0.000386 | -0.0002 | 0 | 0.000237 | 0.000368 | 0.000727 | 0.000856 | 0.00109 | 0.001339 | 0.001637 | 0.001849 | 0.002209
-0.0073 | -0.00843 | -0.008508 | -0.008277 | -0.007785 | -0.007401 | -0.007108 | -0.006781 | -0.006412 | -0.006065 | -0.005695 | -0.005306 | -0.00493 | -0.004545 | -0.003995 | -0.003592 | -0.003149 | -0.002723 | -0.002296 | -0.001786 | -0.001219 | -0.000819 | -0.00055 | -0.000448 | -0.000256 | 0 | 0.000206 | 0.000388 | 0.000739 | 0.000855 | 0.001159 | 0.001383 | 0.001615 | 0.001889 | 0.002269
-0.006887 | -0.008061 | -0.008091 | -0.007838 | -0.007486 | -0.007142 | -0.0069 | -0.006603 | -0.006215 | -0.005835 | -0.005503 | -0.005129 | -0.004741 | -0.004412 | -0.003864 | -0.003441 | -0.00302 | -0.002603 | -0.002185 | -0.001689 | -0.001156 | -0.00079 | -0.000493 | -0.000406 | -0.000213 | 0 | 0.000218 | 0.000419 | 0.00069 | 0.00088 | 0.001093 | 0.001345 | 0.001677 | 0.001884 | 0.00226
-0.006568 | -0.007737 | -0.007793 | -0.007626 | -0.007261 | -0.006894 | -0.00661 | -0.006318 | -0.005961 | -0.0056 | -0.005255 | -0.004934 | -0.004534 | -0.004243 | -0.003689 | -0.003327 | -0.002916 | -0.002516 | -0.002107 | -0.001637 | -0.001139 | -0.000757 | -0.000506 | -0.000427 | -0.000248 | 0 | 0.000227 | 0.000356 | 0.000715 | 0.000839 | 0.001136 | 0.001337 | 0.001618 | 0.00184 | 0.002244
-0.006301 | -0.007472 | -0.007576 | -0.007333 | -0.006969 | -0.006642 | -0.006385 | -0.006141 | -0.005793 | -0.005433 | -0.005135 | -0.004812 | -0.004436 | -0.004121 | -0.00359 | -0.003209 | -0.002824 | -0.00242 | -0.002008 | -0.001553 | -0.001063 | -0.000702 | -0.000485 | -0.000392 | -0.000207 | 0 | 0.000218 | 0.000416 | 0.000709 | 0.000871 | 0.00116 | 0.001353 | 0.001641 | 0.001888 | 0.00227
-0.005991 | -0.007149 | -0.007193 | -0.007019 | -0.00669 | -0.006406 | -0.006169 | -0.005934 | -0.005557 | -0.005193 | -0.004922 | -0.004574 | -0.004208 | -0.003923 | -0.003418 | -0.003061 | -0.002657 | -0.002249 | -0.001887 | -0.001438 | -0.000989 | -0.000667 | -0.000418 | -0.000373 | -0.00019 | 0 | 0.000247 | 0.000391 | 0.000686 | 0.000846 | 0.001074 | 0.001331 | 0.001633 | 0.001826 | 0.002248
-0.005549 | -0.006728 | -0.006836 | -0.006698 | -0.006331 | -0.006026 | -0.005764 | -0.005543 | -0.005187 | -0.004861 | -0.004612 | -0.004307 | -0.003956 | -0.003692 | -0.003196 | -0.002867 | -0.002491 | -0.002101 | -0.001745 | -0.00135 | -0.000924 | -0.000622 | -0.000418 | -0.00038 | -0.000212 | 0 | 0.000227 | 0.000359 | 0.000689 | 0.000812 | 0.001076 | 0.001327 | 0.001618 | 0.001836 | 0.002219
-0.00542 | -0.006556 | -0.006648 | -0.00645 | -0.006121 | -0.005835 | -0.005611 | -0.005405 | -0.005087 | -0.004741 | -0.004471 | -0.004182 | -0.003829 | -0.003559 | -0.003069 | -0.00273 | -0.002377 | -0.001994 | -0.001633 | -0.001226 | -0.000833 | -0.000557 | -0.000324 | -0.000341 | -0.000192 | 0 | 0.000247 | 0.00038 | 0.000678 | 0.00085 | 0.001063 | 0.001322 | 0.001597 | 0.001851 | 0.00222
-0.005283 | -0.006392 | -0.006438 | -0.006316 | -0.005992 | -0.005683 | -0.005462 | -0.005209 | -0.004913 | -0.004537 | -0.004301 | -0.003986 | -0.003684 | -0.003442 | -0.002953 | -0.002634 | -0.002269 | -0.001914 | -0.001538 | -0.001172 | -0.000761 | -0.000505 | -0.000328 | -0.00031 | -0.000144 | 0 | 0.000228 | 0.000384 | 0.000646 | 0.000813 | 0.001037 | 0.001256 | 0.00156 | 0.001766 | 0.00217
-0.005111 | -0.006207 | -0.006322 | -0.006148 | -0.005818 | -0.005537 | -0.005297 | -0.005099 | -0.004797 | -0.004482 | -0.004258 | -0.003981 | -0.003664 | -0.003422 | -0.002965 | -0.002651 | -0.00229 | -0.001927 | -0.001572 | -0.001176 | -0.000794 | -0.000525 | -0.000351 | -0.000336 | -0.000174 | 0 | 0.000218 | 0.00033 | 0.000629 | 0.000764 | 0.001018 | 0.00125 | 0.001523 | 0.001716 | 0.002108
-0.00509 | -0.006186 | -0.006275 | -0.006119 | -0.005802 | -0.005566 | -0.005331 | -0.005138 | -0.004829 | -0.0045 | -0.004244 | -0.003965 | -0.003645 | -0.003386 | -0.002947 | -0.002618 | -0.00227 | -0.001902 | -0.001548 | -0.001143 | -0.000756 | -0.000495 | -0.000319 | -0.000299 | -0.000152 | 0 | 0.000218 | 0.000325 | 0.000602 | 0.000747 | 0.000922 | 0.00117 | 0.001457 | 0.001643 | 0.002035
-0.004959 | -0.00604 | -0.006125 | -0.006013 | -0.005725 | -0.005469 | -0.005236 | -0.005019 | -0.004741 | -0.004407 | -0.004182 | -0.00388 | -0.003582 | -0.00336 | -0.002923 | -0.0026 | -0.002271 | -0.00193 | -0.001568 | -0.001174 | -0.000786 | -0.000505 | -0.000331 | -0.000306 | -0.000142 | 0 | 0.000222 | 0.000334 | 0.000604 | 0.000722 | 0.000926 | 0.001163 | 0.001389 | 0.001591 | 0.001965
-0.005117 | -0.006143 | -0.006261 | -0.006091 | -0.005776 | -0.005521 | -0.005306 | -0.005107 | -0.004832 | -0.004525 | -0.004291 | -0.004033 | -0.003713 | -0.003493 | -0.003045 | -0.00273 | -0.002377 | -0.002029 | -0.001679 | -0.001272 | -0.000848 | -0.000551 | -0.000371 | -0.000348 | -0.000208 | 0 | 0.000203 | 0.000325 | 0.000573 | 0.000707 | 0.000884 | 0.001093 | 0.00132 | 0.001526 | 0.001905
-0.005241 | -0.006253 | -0.006302 | -0.006167 | -0.005887 | -0.005655 | -0.005406 | -0.005229 | -0.004928 | -0.00459 | -0.004372 | -0.00408 | -0.003755 | -0.003542 | -0.003127 | -0.002809 | -0.002457 | -0.002114 | -0.001747 | -0.001341 | -0.000881 | -0.000579 | -0.000366 | -0.000332 | -0.000169 | 0 | 0.000203 | 0.000318 | 0.000555 | 0.0007 | 0.000839 | 0.001034 | 0.001284 | 0.001438 | 0.00184
-0.005493 | -0.006245 | -0.006172 | -0.005967 | -0.005722 | -0.005497 | -0.005233 | -0.005027 | -0.004708 | -0.004388 | -0.004115 | -0.003842 | -0.003507 | -0.003201 | -0.002865 | -0.002514 | -0.002154 | -0.001791 | -0.001387 | -0.000987 | -0.000543 | -0.00028 | -0.000191 | -9.3e-05 | -4.6e-05 | 0 | 0.000115 | 0.000134 | 0.000321 | 0.000311 | 0.000376 | 0.000461 | 0.000667 | 0.000762 | 0.001079
-0.005286 | -0.006025 | -0.005918 | -0.005805 | -0.005554 | -0.005324 | -0.005012 | -0.004812 | -0.004465 | -0.004139 | -0.003884 | -0.003583 | -0.003266 | -0.002951 | -0.002614 | -0.002312 | -0.001968 | -0.001597 | -0.001225 | -0.000827 | -0.000444 | -0.000172 | -9.5e-05 | -6.8e-05 | -6.9e-05 | 0 | 8.1e-05 | 9.7e-05 | 0.000219 | 0.000222 | 0.000283 | 0.000363 | 0.000563 | 0.000651 | 0.000955
-0.005114 | -0.005832 | -0.005792 | -0.005637 | -0.005395 | -0.005174 | -0.004858 | -0.004671 | -0.004384 | -0.004058 | -0.003827 | -0.003516 | -0.003188 | -0.00289 | -0.002581 | -0.002235 | -0.001888 | -0.001519 | -0.001136 | -0.00074 | -0.000326 | -9.2e-05 | -5e-05 | -1.6e-05 | -1.8e-05 | 0 | 8.4e-05 | 6.6e-05 | 0.000218 | 0.000238 | 0.000281 | 0.00034 | 0.000512 | 0.000611 | 0.000917
-0.004966 | -0.00568 | -0.005604 | -0.005447 | -0.00524 | -0.005009 | -0.00474 | -0.004548 | -0.004224 | -0.003891 | -0.003648 | -0.003361 | -0.003016 | -0.00272 | -0.002378 | -0.002044 | -0.001694 | -0.001344 | -0.00096 | -0.000577 | -0.000181 | 1.5e-05 | 2.8e-05 | 3e-06 | 1.9e-05 | 0 | 6.1e-05 | 2.2e-05 | 0.000162 | 0.000142 | 0.000182 | 0.000249 | 0.000427 | 0.000523 | 0.000808
-0.004971 | -0.00563 | -0.005548 | -0.005456 | -0.005207 | -0.004977 | -0.00467 | -0.004471 | -0.004127 | -0.003813 | -0.003538 | -0.003243 | -0.002902 | -0.002631 | -0.002276 | -0.001965 | -0.001622 | -0.001264 | -0.000902 | -0.000518 | -0.000138 | 4.8e-05 | 7.7e-05 | 4e-05 | 5e-06 | 0 | 7.1e-05 | 1.9e-05 | 0.000118 | 0.000107 | 0.000167 | 0.000215 | 0.000382 | 0.000458 | 0.000751
-0.004904 | -0.005536 | -0.005518 | -0.005361 | -0.005129 | -0.004905 | -0.004631 | -0.004397 | -0.004124 | -0.003784 | -0.003542 | -0.003242 | -0.002912 | -0.002613 | -0.002273 | -0.001925 | -0.001584 | -0.001219 | -0.000852 | -0.000466 | -7.5e-05 | 0.000103 | 8.7e-05 | 6.4e-05 | 1.5e-05 | 0 | 4.2e-05 | 3.3e-05 | 0.000134 | 0.00013 | 0.000176 | 0.000222 | 0.00039 | 0.000499 | 0.000779
-0.004802 | -0.005489 | -0.005429 | -0.005312 | -0.005087 | -0.004877 | -0.00461 | -0.00438 | -0.004069 | -0.003733 | -0.003471 | -0.003159 | -0.00284 | -0.002535 | -0.002194 | -0.001875 | -0.001524 | -0.00117 | -0.000795 | -0.000423 | -4.7e-05 | 0.000114 | 0.00013 | 8e-05 | 3e-05 | 0 | 1.9e-05 | -1e-05 | 0.000104 | 6.1e-05 | 0.000103 | 0.000162 | 0.000352 | 0.000437 | 0.000701
-0.0048 | -0.005432 | -0.0054 | -0.005291 | -0.00507 | -0.004836 | -0.004568 | -0.004351 | -0.004033 | -0.003684 | -0.003435 | -0.00312 | -0.002797 | -0.002503 | -0.00216 | -0.001846 | -0.001501 | -0.001147 | -0.000764 | -0.000386 | -2.6e-05 | 0.000147 | 0.000146 | 0.000102 | 2.2e-05 | 0 | 5.1e-05 | 2.6e-05 | 0.000106 | 8.3e-05 | 0.000164 | 0.000197 | 0.000355 | 0.00045 | 0.00073
-0.004843 | -0.005445 | -0.005421 | -0.005238 | -0.005037 | -0.00482 | -0.004552 | -0.004337 | -0.004038 | -0.00373 | -0.003446 | -0.003162 | -0.002822 | -0.002552 | -0.002203 | -0.001861 | -0.001508 | -0.001176 | -0.000793 | -0.000427 | -5.7e-05 | 0.0001 | 7.5e-05 | 5.8e-05 | 1.4e-05 | 0 | 2.6e-05 | -4e-06 | 0.000101 | 0.00011 | 0.00017 | 0.000215 | 0.000383 | 0.000472 | 0.000759
-0.004845 | -0.005459 | -0.005396 | -0.005297 | -0.005094 | -0.004876 | -0.004564 | -0.004327 | -0.004009 | -0.003689 | -0.003417 | -0.003131 | -0.002778 | -0.0025 | -0.002155 | -0.001844 | -0.001507 | -0.001153 | -0.000787 | -0.000407 | -4.5e-05 | 0.000133 | 0.000119 | 8.1e-05 | 1.2e-05 | 0 | 4e-05 | 6e-06 | 0.000122 | 9.7e-05 | 0.000174 | 0.00021 | 0.000381 | 0.000472 | 0.000775
-0.00478 | -0.005344 | -0.005394 | -0.005266 | -0.005024 | -0.004786 | -0.004523 | -0.004297 | -0.003976 | -0.003652 | -0.003353 | -0.003056 | -0.00273 | -0.00247 | -0.002137 | -0.001823 | -0.001498 | -0.001119 | -0.000773 | -0.0004 | -7.3e-05 | 8.3e-05 | 8.8e-05 | 4.1e-05 | 3e-06 | 0 | 5.5e-05 | 2.3e-05 | 0.000141 | 0.000126 | 0.000208 | 0.000267 | 0.000427 | 0.000515 | 0.000817
-0.004795 | -0.005385 | -0.005397 | -0.005259 | -0.005041 | -0.004825 | -0.004581 | -0.004367 | -0.004061 | -0.003737 | -0.003457 | -0.003182 | -0.002834 | -0.00249 | -0.002154 | -0.001829 | -0.001492 | -0.001138 | -0.000759 | -0.000413 | -6.5e-05 | 0.000109 | 8.4e-05 | 5.6e-05 | 3.5e-05 | 0 | 2.7e-05 | 1.8e-05 | 0.000141 | 0.000124 | 0.000168 | 0.000245 | 0.000423 | 0.000511 | 0.000825
-0.004794 | -0.005376 | -0.00537 | -0.005306 | -0.005082 | -0.004858 | -0.004602 | -0.004371 | -0.004022 | -0.003712 | -0.003416 | -0.00312 | -0.00276 | -0.002489 | -0.00215 | -0.00185 | -0.001532 | -0.001193 | -0.000816 | -0.000449 | -0.000103 | 5.6e-05 | 4.5e-05 | 3.3e-05 | -1.8e-05 | 0 | 2e-05 | 3e-05 | 0.000128 | 0.000118 | 0.000208 | 0.000279 | 0.000429 | 0.000514 | 0.000824
-0.004747 | -0.005327 | -0.00538 | -0.005249 | -0.005026 | -0.004794 | -0.004555 | -0.004338 | -0.004 | -0.003667 | -0.003413 | -0.003099 | -0.002775 | -0.002507 | -0.00218 | -0.001845 | -0.001521 | -0.001186 | -0.000811 | -0.00046 | -0.000128 | 5.9e-05 | 3.9e-05 | 3.2e-05 | 9e-06 | 0 | 5.4e-05 | 5.2e-05 | 0.000172 | 0.000186 | 0.000247 | 0.000306 | 0.000509 | 0.000593 | 0.000873
-0.004756 | -0.00535 | -0.005353 | -0.005234 | -0.005037 | -0.004784 | -0.004545 | -0.004288 | -0.003976 | -0.003653 | -0.003407 | -0.003127 | -0.00282 | -0.002519 | -0.002181 | -0.001857 | -0.001525 | -0.00119 | -0.000807 | -0.000462 | -0.000126 | 5.1e-05 | 4.2e-05 | 3.1e-05 | 1.5e-05 | 0 | 6.8e-05 | 7.4e-05 | 0.000175 | 0.000202 | 0.000273 | 0.000351 | 0.000526 | 0.000607 | 0.000917
-0.004793 | -0.005316 | -0.005319 | -0.005214 | -0.004981 | -0.004748 | -0.004503 | -0.004278 | -0.003938 | -0.003624 | -0.003375 | -0.003102 | -0.002778 | -0.002515 | -0.002191 | -0.001888 | -0.001564 | -0.001211 | -0.000863 | -0.000503 | -0.000173 | 5e-06 | 5e-06 | -8e-06 | -1e-06 | 0 | 6.8e-05 | 9.2e-05 | 0.000193 | 0.000203 | 0.000314 | 0.000388 | 0.000548 | 0.000651 | 0.000967
-0.004782 | -0.005303 | -0.005337 | -0.005163 | -0.004971 | -0.004736 | -0.004506 | -0.004302 | -0.003993 | -0.003675 | -0.003427 | -0.003138 | -0.002846 | -0.002559 | -0.002228 | -0.001904 | -0.00159 | -0.001234 | -0.00086 | -0.000516 | -0.000178 | 1.2e-05 | 1.5e-05 | -1.6e-05 | 2e-06 | 0 | 6.5e-05 | 6.4e-05 | 0.000192 | 0.000221 | 0.000273 | 0.00036 | 0.000549 | 0.000659 | 0.000964
-0.004762 | -0.005258 | -0.005242 | -0.005128 | -0.004945 | -0.004725 | -0.004484 | -0.00423 | -0.003915 | -0.003602 | -0.003345 | -0.003071 | -0.002772 | -0.002493 | -0.002167 | -0.001883 | -0.001559 | -0.001232 | -0.000889 | -0.000532 | -0.00022 | -4.9e-05 | -3.9e-05 | -5.3e-05 | -4.3e-05 | 0 | 5.9e-05 | 7.4e-05 | 0.000203 | 0.000216 | 0.000299 | 0.000382 | 0.00057 | 0.000667 | 0.000967
-0.004763 | -0.005277 | -0.00531 | -0.005194 | -0.004966 | -0.004765 | -0.00452 | -0.004304 | -0.004015 | -0.00371 | -0.003475 | -0.003202 | -0.002911 | -0.002618 | -0.002293 | -0.002 | -0.0017 | -0.001321 | -0.000996 | -0.000629 | -0.000296 | -8.5e-05 | -0.0001 | -8.5e-05 | -7.8e-05 | 0 | 6e-05 | 7e-05 | 0.0002 | 0.00022 | 0.000328 | 0.000409 | 0.000577 | 0.000705 | 0.000987
-0.004815 | -0.005306 | -0.005312 | -0.005163 | -0.004962 | -0.004755 | -0.004534 | -0.004295 | -0.004001 | -0.003667 | -0.003408 | -0.003127 | -0.002832 | -0.002566 | -0.002235 | -0.001918 | -0.001618 | -0.001255 | -0.000919 | -0.000565 | -0.000252 | -6.6e-05 | -5.5e-05 | -4.6e-05 | -3.1e-05 | 0 | 9.2e-05 | 8.7e-05 | 0.000238 | 0.000279 | 0.000323 | 0.000452 | 0.000625 | 0.000739 | 0.001033
-0.004792 | -0.005265 | -0.005246 | -0.005153 | -0.004933 | -0.004723 | -0.004497 | -0.004251 | -0.003933 | -0.003624 | -0.003374 | -0.003096 | -0.00278 | -0.002527 | -0.002207 | -0.001899 | -0.001605 | -0.001267 | -0.000907 | -0.000576 | -0.000254 | -9.1e-05 | -6e-05 | -5.2e-05 | -5.5e-05 | 0 | 8.3e-05 | 9.6e-05 | 0.00024 | 0.000244 | 0.000362 | 0.000448 | 0.000635 | 0.000728 | 0.001039
-0.004837 | -0.005276 | -0.005297 | -0.005167 | -0.004954 | -0.004743 | -0.004479 | -0.004293 | -0.003987 | -0.003707 | -0.003459 | -0.003175 | -0.00288 | -0.002619 | -0.002278 | -0.002012 | -0.001698 | -0.00135 | -0.001004 | -0.00066 | -0.000327 | -0.000139 | -0.000119 | -9.3e-05 | -6.7e-05 | 0 | 8e-05 | 9.2e-05 | 0.000253 | 0.000276 | 0.000386 | 0.00049 | 0.000653 | 0.000758 | 0.00105
-0.004952 | -0.00536 | -0.005318 | -0.005168 | -0.004982 | -0.004771 | -0.004534 | -0.004313 | -0.003991 | -0.00368 | -0.003448 | -0.003146 | -0.002835 | -0.002589 | -0.002258 | -0.001968 | -0.001636 | -0.001321 | -0.00097 | -0.000639 | -0.00032 | -0.000139 | -0.000111 | -7.3e-05 | -4.2e-05 | 0 | 0.000125 | 0.000118 | 0.000258 | 0.000303 | 0.000364 | 0.000468 | 0.000637 | 0.000765 | 0.001067
-0.004922 | -0.005324 | -0.005289 | -0.005177 | -0.004958 | -0.004746 | -0.004475 | -0.004277 | -0.003953 | -0.003664 | -0.00341 | -0.003133 | -0.002847 | -0.002596 | -0.002253 | -0.001983 | -0.001672 | -0.00135 | -0.001008 | -0.000663 | -0.000351 | -0.000151 | -0.00013 | -0.000108 | -7.5e-05 | 0 | 0.000112 | 0.000101 | 0.000248 | 0.000269 | 0.00039 | 0.000488 | 0.000683 | 0.000772 | 0.001077
-0.004957 | -0.005337 | -0.005304 | -0.005156 | -0.004936 | -0.004725 | -0.004484 | -0.004289 | -0.003967 | -0.003659 | -0.003416 | -0.003163 | -0.002852 | -0.002593 | -0.002268 | -0.001991 | -0.001671 | -0.001352 | -0.001003 | -0.000666 | -0.000336 | -0.000156 | -0.000122 | -0.000112 | -6.8e-05 | 0 | 8.8e-05 | 0.000119 | 0.000284 | 0.000324 | 0.000398 | 0.000493 | 0.00068 | 0.000793 | 0.001106
-0.004907 | -0.005275 | -0.00524 | -0.005096 | -0.004899 | -0.004682 | -0.00444 | -0.00424 | -0.003912 | -0.003606 | -0.003375 | -0.003103 | -0.002818 | -0.002586 | -0.002243 | -0.00198 | -0.00167 | -0.00136 | -0.001033 | -0.000677 | -0.000363 | -0.000151 | -0.000143 | -0.000127 | -7.5e-05 | 0 | 8e-05 | 0.000107 | 0.000239 | 0.000258 | 0.000364 | 0.000472 | 0.000666 | 0.000756 | 0.00105
-0.004869 | -0.005194 | -0.005164 | -0.005027 | -0.004793 | -0.004585 | -0.004334 | -0.004125 | -0.00382 | -0.00354 | -0.003326 | -0.003049 | -0.002752 | -0.002524 | -0.002195 | -0.001938 | -0.001637 | -0.001328 | -0.000999 | -0.000657 | -0.000346 | -0.000173 | -0.000122 | -0.000116 | -7e-05 | 0 | 8.1e-05 | 9.8e-05 | 0.000274 | 0.000284 | 0.0004 | 0.000492 | 0.000675 | 0.000737 | 0.001042
-0.004738 | -0.005074 | -0.005039 | -0.004873 | -0.004666 | -0.004456 | -0.004234 | -0.004046 | -0.003752 | -0.003449 | -0.003226 | -0.002964 | -0.002683 | -0.002433 | -0.002117 | -0.001857 | -0.001565 | -0.001258 | -0.000948 | -0.000613 | -0.0003 | -0.000129 | -0.000101 | -8.3e-05 | -4e-05 | 0 | 0.000111 | 0.000159 | 0.000284 | 0.000324 | 0.000393 | 0.000488 | 0.000673 | 0.000762 | 0.001065
-0.004629 | -0.004947 | -0.004925 | -0.004802 | -0.004576 | -0.004398 | -0.004137 | -0.00394 | -0.00364 | -0.003343 | -0.003137 | -0.002884 | -0.002634 | -0.002405 | -0.002079 | -0.001837 | -0.001562 | -0.001249 | -0.000943 | -0.00061 | -0.000298 | -0.000132 | -0.000103 | -0.000103 | -4.3e-05 | 0 | 9.7e-05 | 0.000128 | 0.000275 | 0.000302 | 0.000369 | 0.000468 | 0.00065 | 0.0007 | 0.001017
-0.004427 | -0.004772 | -0.004766 | -0.00462 | -0.004413 | -0.004216 | -0.00399 | -0.003802 | -0.003551 | -0.003256 | -0.003047 | -0.002799 | -0.002542 | -0.002344 | -0.002039 | -0.001807 | -0.001521 | -0.001219 | -0.000937 | -0.00059 | -0.000308 | -0.000149 | -0.000111 | -0.000124 | -5.9e-05 | 0 | 9.6e-05 | 9.6e-05 | 0.000249 | 0.000277 | 0.000361 | 0.000478 | 0.000617 | 0.000703 | 0.000993
-0.00447 | -0.004787 | -0.004738 | -0.004579 | -0.004397 | -0.004214 | -0.003981 | -0.003808 | -0.003531 | -0.003249 | -0.003027 | -0.002783 | -0.002517 | -0.002338 | -0.002017 | -0.001789 | -0.001488 | -0.001199 | -0.000929 | -0.000584 | -0.000309 | -0.000127 | -0.000113 | -0.00011 | -7.7e-05 | 0 | 0.000106 | 7.9e-05 | 0.000255 | 0.000252 | 0.000337 | 0.000459 | 0.000596 | 0.000656 | 0.000992
-0.004559 | -0.004826 | -0.004773 | -0.004636 | -0.004406 | -0.004211 | -0.003936 | -0.00375 | -0.003478 | -0.003235 | -0.002998 | -0.002753 | -0.002508 | -0.002303 | -0.001995 | -0.001753 | -0.001503 | -0.001197 | -0.000947 | -0.000597 | -0.000293 | -0.000142 | -0.000111 | -0.000121 | -5.8e-05 | 0 | 0.000127 | 9.8e-05 | 0.000247 | 0.000248 | 0.000338 | 0.000466 | 0.0006 | 0.000645 | 0.000964
-0.004434 | -0.004718 | -0.004686 | -0.004502 | -0.00428 | -0.004108 | -0.003848 | -0.003692 | -0.003434 | -0.00315 | -0.00294 | -0.002711 | -0.002452 | -0.002238 | -0.001943 | -0.00173 | -0.001456 | -0.001169 | -0.000876 | -0.000549 | -0.000256 | -8.5e-05 | -9.9e-05 | -9.4e-05 | -3.9e-05 | 0 | 0.000143 | 0.000134 | 0.000259 | 0.000274 | 0.000369 | 0.000472 | 0.000635 | 0.000681 | 0.00096
-0.004437 | -0.004712 | -0.004644 | -0.0045 | -0.004268 | -0.004084 | -0.003832 | -0.003678 | -0.003402 | -0.003134 | -0.002908 | -0.002703 | -0.002418 | -0.002219 | -0.001945 | -0.001717 | -0.00145 | -0.001178 | -0.00089 | -0.000567 | -0.000273 | -9.9e-05 | -0.000103 | -0.000124 | -5.7e-05 | 0 | 0.000103 | 0.000107 | 0.000273 | 0.000261 | 0.00034 | 0.000432 | 0.000625 | 0.000656 | 0.000943
-0.004415 | -0.004661 | -0.004621 | -0.004438 | -0.004217 | -0.004001 | -0.003725 | -0.003616 | -0.00329 | -0.003072 | -0.002847 | -0.002612 | -0.002364 | -0.00216 | -0.001885 | -0.001676 | -0.001404 | -0.001131 | -0.000845 | -0.000535 | -0.000259 | -0.000103 | -9.5e-05 | -0.00012 | -3.8e-05 | 0 | 9.1e-05 | 9.7e-05 | 0.000266 | 0.000234 | 0.000354 | 0.000457 | 0.000597 | 0.000623 | 0.000922
-0.004359 | -0.00461 | -0.00455 | -0.004369 | -0.004123 | -0.003924 | -0.003674 | -0.003558 | -0.003242 | -0.002985 | -0.002784 | -0.002559 | -0.002316 | -0.002113 | -0.001818 | -0.001592 | -0.001354 | -0.001077 | -0.000791 | -0.000492 | -0.000207 | -6.4e-05 | -4.7e-05 | -0.000113 | -5.9e-05 | 0 | 9e-05 | 0.0001 | 0.000246 | 0.000201 | 0.000312 | 0.000421 | 0.000591 | 0.000616 | 0.000918
-0.004266 | -0.004497 | -0.004462 | -0.004278 | -0.004049 | -0.003822 | -0.003559 | -0.003439 | -0.00315 | -0.002867 | -0.002652 | -0.002431 | -0.00221 | -0.002001 | -0.001718 | -0.001522 | -0.001256 | -0.000962 | -0.000712 | -0.000392 | -0.000144 | 2.8e-05 | 7e-06 | -6.8e-05 | -1.5e-05 | 0 | 0.000125 | 9.4e-05 | 0.000246 | 0.000237 | 0.000317 | 0.000412 | 0.000581 | 0.000619 | 0.00092
-0.004023 | -0.004279 | -0.004255 | -0.004065 | -0.003795 | -0.003566 | -0.003333 | -0.003243 | -0.002954 | -0.002714 | -0.002493 | -0.002308 | -0.00206 | -0.001872 | -0.001582 | -0.001394 | -0.001156 | -0.000844 | -0.000587 | -0.000292 | -5.6e-05 | 7.4e-05 | 4e-05 | -1.8e-05 | 1.6e-05 | 0 | 0.000167 | 0.000127 | 0.000312 | 0.000229 | 0.000348 | 0.00046 | 0.000617 | 0.00066 | 0.00096
-0.00411 | -0.004359 | -0.004312 | -0.004134 | -0.003868 | -0.003646 | -0.003449 | -0.003325 | -0.003035 | -0.002734 | -0.002521 | -0.002309 | -0.002057 | -0.001821 | -0.001558 | -0.001364 | -0.001116 | -0.000841 | -0.000596 | -0.000286 | -4.7e-05 | 8.9e-05 | 3.8e-05 | -5.4e-05 | -1.7e-05 | 0 | 9.5e-05 | 9.3e-05 | 0.000265 | 0.000214 | 0.000289 | 0.000432 | 0.000591 | 0.000592 | 0.000904
-0.004197 | -0.004425 | -0.004394 | -0.004198 | -0.003907 | -0.003689 | -0.003433 | -0.003294 | -0.003023 | -0.002709 | -0.002531 | -0.002271 | -0.002056 | -0.001838 | -0.001548 | -0.001369 | -0.001083 | -0.000821 | -0.000586 | -0.000265 | -4.3e-05 | 8.7e-05 | 2.5e-05 | -4.4e-05 | -4e-06 | 0 | 9.4e-05 | 7.3e-05 | 0.000235 | 0.000188 | 0.0003 | 0.000437 | 0.000576 | 0.000627 | 0.000934
-0.004148 | -0.004402 | -0.00438 | -0.004156 | -0.003889 | -0.003657 | -0.003449 | -0.003315 | -0.003048 | -0.002767 | -0.002531 | -0.002306 | -0.002062 | -0.001827 | -0.001583 | -0.001364 | -0.001099 | -0.000836 | -0.000571 | -0.000283 | -5.7e-05 | 5.8e-05 | 2.7e-05 | -4e-05 | -3.5e-05 | 0 | 0.000133 | 0.000107 | 0.0003 | 0.000245 | 0.000366 | 0.000493 | 0.000618 | 0.000676 | 0.000966

## ACS259_CC_tcarray
0.069269 | 0.064917 | 0.060492 | 0.054757 | 0.050292 | 0.044952 | 0.041345 | 0.039291 | 0.036606 | 0.033974 | 0.035162 | 0.031351 | 0.027178 | 0.025251 | 0.021643 | 0.020544 | 0.019517 | 0.017792 | 0.016966 | 0.016632 | 0.014601 | 0.01057 | 0.008566 | 0.005018 | 0.003121 | 0 | -0.002394 | -0.004928 | -0.007019 | -0.0095 | -0.013797 | -0.016327 | -0.0166 | -0.021067 | -0.022552
0.059916 | 0.057021 | 0.053516 | 0.048327 | 0.042712 | 0.038766 | 0.035318 | 0.032844 | 0.029914 | 0.02988 | 0.029971 | 0.027412 | 0.025108 | 0.022771 | 0.0175 | 0.017706 | 0.017457 | 0.016447 | 0.015952 | 0.015549 | 0.013665 | 0.00997 | 0.008245 | 0.006 | 0.003792 | 0 | -0.002363 | -0.004448 | -0.005631 | -0.007398 | -0.011344 | -0.013023 | -0.014832 | -0.017122 | -0.020059
0.050217 | 0.0477 | 0.045307 | 0.040118 | 0.034549 | 0.031624 | 0.029035 | 0.027261 | 0.026068 | 0.024838 | 0.02542 | 0.022492 | 0.02093 | 0.017616 | 0.014676 | 0.014201 | 0.014039 | 0.01289 | 0.012589 | 0.012614 | 0.011019 | 0.007856 | 0.007379 | 0.004204 | 0.002008 | 0 | -0.002309 | -0.004919 | -0.005537 | -0.008808 | -0.01237 | -0.013581 | -0.01472 | -0.016313 | -0.019079
0.042791 | 0.041241 | 0.037908 | 0.034405 | 0.02964 | 0.02687 | 0.024002 | 0.02237 | 0.021157 | 0.020453 | 0.019955 | 0.0179 | 0.016357 | 0.013602 | 0.011262 | 0.011556 | 0.011421 | 0.010711 | 0.0108 | 0.010861 | 0.0099 | 0.006877 | 0.005818 | 0.004177 | 0.002475 | 0 | -0.00188 | -0.003501 | -0.005134 | -0.006964 | -0.008969 | -0.010219 | -0.011641 | -0.014566 | -0.016659
0.038357 | 0.036813 | 0.034957 | 0.031236 | 0.025772 | 0.022828 | 0.020552 | 0.018938 | 0.018406 | 0.017803 | 0.018635 | 0.016572 | 0.015053 | 0.012636 | 0.010085 | 0.010051 | 0.010348 | 0.009755 | 0.009481 | 0.00957 | 0.00873 | 0.006748 | 0.005782 | 0.004147 | 0.002734 | 0 | -0.001133 | -0.00263 | -0.003905 | -0.006049 | -0.008883 | -0.010398 | -0.010686 | -0.013336 | -0.015296
0.032913 | 0.032137 | 0.030402 | 0.026217 | 0.02201 | 0.01951 | 0.018036 | 0.017396 | 0.016304 | 0.015952 | 0.01614 | 0.014257 | 0.012807 | 0.010495 | 0.007916 | 0.008078 | 0.007586 | 0.007687 | 0.007991 | 0.008022 | 0.006795 | 0.005388 | 0.004439 | 0.002873 | 0.00177 | 0 | -0.001746 | -0.003941 | -0.004286 | -0.006349 | -0.008451 | -0.009754 | -0.01104 | -0.012492 | -0.013709
0.029752 | 0.029345 | 0.027526 | 0.024138 | 0.019853 | 0.017754 | 0.015758 | 0.014436 | 0.013753 | 0.013923 | 0.014709 | 0.012283 | 0.011268 | 0.009048 | 0.00714 | 0.007037 | 0.007124 | 0.00686 | 0.007405 | 0.00717 | 0.006651 | 0.005057 | 0.004496 | 0.002918 | 0.002028 | 0 | -0.001252 | -0.002367 | -0.003625 | -0.005178 | -0.007087 | -0.008133 | -0.009592 | -0.010941 | -0.012195
0.025516 | 0.025486 | 0.025224 | 0.021283 | 0.016986 | 0.014783 | 0.013446 | 0.012375 | 0.012469 | 0.012484 | 0.012779 | 0.011313 | 0.009694 | 0.008333 | 0.005797 | 0.006155 | 0.006543 | 0.006255 | 0.006194 | 0.005955 | 0.005766 | 0.00423 | 0.003863 | 0.00277 | 0.00129 | 0 | -0.001175 | -0.002448 | -0.003328 | -0.005216 | -0.007088 | -0.007859 | -0.008467 | -0.010472 | -0.012331
0.022815 | 0.023334 | 0.021753 | 0.019196 | 0.015459 | 0.013866 | 0.012729 | 0.011822 | 0.011529 | 0.011266 | 0.011324 | 0.009741 | 0.008852 | 0.006719 | 0.005054 | 0.005191 | 0.00484 | 0.005096 | 0.004944 | 0.004979 | 0.004811 | 0.003743 | 0.003244 | 0.002321 | 0.001448 | 0 | -0.000947 | -0.002255 | -0.003123 | -0.004106 | -0.006073 | -0.007165 | -0.008192 | -0.009409 | -0.010525
0.019346 | 0.020008 | 0.019493 | 0.016881 | 0.013182 | 0.011226 | 0.009839 | 0.009142 | 0.008843 | 0.009145 | 0.009384 | 0.008021 | 0.006872 | 0.005646 | 0.003755 | 0.004111 | 0.00421 | 0.003873 | 0.00392 | 0.00388 | 0.003867 | 0.002904 | 0.00268 | 0.001876 | 0.000962 | 0 | -0.000859 | -0.001818 | -0.002965 | -0.004315 | -0.005672 | -0.006732 | -0.007564 | -0.008976 | -0.00993
0.016808 | 0.01766 | 0.017786 | 0.01502 | 0.011329 | 0.009783 | 0.008962 | 0.008129 | 0.008289 | 0.008158 | 0.008896 | 0.00772 | 0.006682 | 0.004953 | 0.003259 | 0.003542 | 0.003576 | 0.003343 | 0.003332 | 0.002864 | 0.002738 | 0.002146 | 0.001782 | 0.001355 | 0.000727 | 0 | -0.000996 | -0.002285 | -0.002863 | -0.004011 | -0.00565 | -0.006433 | -0.007212 | -0.008701 | -0.010175
0.01485 | 0.015951 | 0.015464 | 0.013842 | 0.010964 | 0.009455 | 0.008506 | 0.008034 | 0.007486 | 0.007431 | 0.007362 | 0.006343 | 0.005354 | 0.004012 | 0.002674 | 0.002838 | 0.002722 | 0.00263 | 0.002395 | 0.002317 | 0.002277 | 0.001642 | 0.001555 | 0.001147 | 0.000689 | 0 | -0.000738 | -0.001275 | -0.002158 | -0.003518 | -0.004517 | -0.005278 | -0.0064 | -0.007413 | -0.008606
0.012954 | 0.014114 | 0.014559 | 0.012867 | 0.009822 | 0.007843 | 0.006836 | 0.006345 | 0.006283 | 0.006648 | 0.006739 | 0.005762 | 0.005036 | 0.003706 | 0.002551 | 0.002764 | 0.002682 | 0.002456 | 0.001809 | 0.001649 | 0.001917 | 0.001502 | 0.001391 | 0.001036 | 0.000636 | 0 | -0.000551 | -0.001276 | -0.002049 | -0.003125 | -0.004224 | -0.005159 | -0.005783 | -0.006898 | -0.00821
0.010543 | 0.01199 | 0.012398 | 0.01101 | 0.008097 | 0.007051 | 0.00628 | 0.006019 | 0.005854 | 0.005927 | 0.006089 | 0.005209 | 0.004312 | 0.003155 | 0.001726 | 0.002109 | 0.001985 | 0.001559 | 0.001177 | 0.000622 | 0.000762 | 0.000693 | 0.000696 | 0.000425 | 0.000152 | 0 | -0.000393 | -0.00133 | -0.002055 | -0.003079 | -0.004103 | -0.00497 | -0.00553 | -0.006841 | -0.00783
0.008861 | 0.010468 | 0.010923 | 0.010249 | 0.00812 | 0.006569 | 0.005765 | 0.005253 | 0.005 | 0.004979 | 0.005092 | 0.004022 | 0.003435 | 0.002417 | 0.001321 | 0.001627 | 0.001417 | 0.001244 | 0.000299 | 0.00012 | 0.000462 | 0.00038 | 0.00046 | 0.000457 | 0.000439 | 0 | -0.000442 | -0.000663 | -0.001342 | -0.002311 | -0.003193 | -0.003879 | -0.004711 | -0.005859 | -0.006997
0.007712 | 0.009318 | 0.010518 | 0.009577 | 0.007129 | 0.005735 | 0.004998 | 0.004455 | 0.004429 | 0.004553 | 0.004721 | 0.00401 | 0.003382 | 0.002663 | 0.001674 | 0.001794 | 0.001632 | 0.001216 | 0.000221 | -0.000278 | 0.000108 | 0.000112 | 0.000379 | 9.7e-05 | 8.7e-05 | 0 | -7.1e-05 | -0.000732 | -0.001511 | -0.002305 | -0.003344 | -0.003898 | -0.004649 | -0.005625 | -0.006841
0.006655 | 0.008458 | 0.009174 | 0.009005 | 0.007161 | 0.006133 | 0.005597 | 0.005316 | 0.005023 | 0.004657 | 0.004527 | 0.00387 | 0.003352 | 0.002219 | 0.001287 | 0.001541 | 0.00116 | 0.000629 | -0.000326 | -0.000973 | -0.0006 | -0.000363 | -0.0002 | -5.7e-05 | 8e-06 | 0 | -0.000178 | -0.00065 | -0.001166 | -0.002027 | -0.002785 | -0.003446 | -0.004049 | -0.005366 | -0.006321
0.005458 | 0.007289 | 0.008533 | 0.008691 | 0.007157 | 0.005769 | 0.004896 | 0.004252 | 0.004075 | 0.004034 | 0.003857 | 0.003207 | 0.002789 | 0.002168 | 0.001309 | 0.001548 | 0.001252 | 0.000526 | -0.000682 | -0.00121 | -0.00074 | -0.000508 | -0.000294 | -7.4e-05 | 7.5e-05 | 0 | -5e-05 | -0.000217 | -0.000821 | -0.001727 | -0.002338 | -0.003022 | -0.00376 | -0.004698 | -0.005757
0.004119 | 0.00605 | 0.007806 | 0.007837 | 0.006279 | 0.005058 | 0.004614 | 0.004238 | 0.004027 | 0.003964 | 0.003889 | 0.003404 | 0.003009 | 0.002408 | 0.001603 | 0.001613 | 0.001264 | 0.000564 | -0.000914 | -0.00161 | -0.001109 | -0.000742 | -0.000419 | -0.000319 | -0.000107 | 0 | 0.000353 | -4.5e-05 | -0.000699 | -0.001502 | -0.002273 | -0.002834 | -0.00354 | -0.004799 | -0.005786
0.003211 | 0.00533 | 0.006451 | 0.00751 | 0.006497 | 0.005649 | 0.005122 | 0.00469 | 0.004199 | 0.003676 | 0.003263 | 0.002768 | 0.002434 | 0.001814 | 0.001092 | 0.001365 | 0.000724 | -0.00023 | -0.001557 | -0.00235 | -0.001805 | -0.001268 | -0.000917 | -0.000799 | -0.000404 | 0 | -6.3e-05 | -0.000216 | -0.000629 | -0.001407 | -0.001927 | -0.002544 | -0.003325 | -0.004328 | -0.005372
0.002405 | 0.004572 | 0.006513 | 0.007453 | 0.006468 | 0.005174 | 0.004566 | 0.00391 | 0.003645 | 0.003267 | 0.003108 | 0.002656 | 0.00248 | 0.002029 | 0.001427 | 0.001587 | 0.001041 | 0.000136 | -0.001599 | -0.002263 | -0.001707 | -0.001248 | -0.000896 | -0.000687 | -0.000228 | 0 | 0.000256 | 0.000321 | -0.000362 | -0.001052 | -0.001792 | -0.002305 | -0.002778 | -0.003836 | -0.004995
0.001606 | 0.003818 | 0.005752 | 0.006817 | 0.006116 | 0.00519 | 0.004783 | 0.004448 | 0.004019 | 0.003683 | 0.003291 | 0.00291 | 0.002844 | 0.002302 | 0.001681 | 0.001713 | 0.001074 | 1.4e-05 | -0.001733 | -0.002729 | -0.002182 | -0.00156 | -0.001138 | -0.000874 | -0.000547 | 0 | 0.000426 | 0.000166 | -0.000445 | -0.001066 | -0.001711 | -0.002211 | -0.002807 | -0.004062 | -0.005114
0.000925 | 0.003284 | 0.004991 | 0.006913 | 0.006658 | 0.005811 | 0.005216 | 0.00465 | 0.003882 | 0.003238 | 0.002866 | 0.00246 | 0.002251 | 0.002022 | 0.001473 | 0.001521 | 0.000961 | -0.000257 | -0.00206 | -0.00296 | -0.002346 | -0.001659 | -0.001269 | -0.000908 | -0.000429 | 0 | 0.000285 | 0.000431 | -1.8e-05 | -0.000736 | -0.001102 | -0.001703 | -0.002374 | -0.003344 | -0.004503
0.000608 | 0.002857 | 0.005281 | 0.006862 | 0.006638 | 0.005433 | 0.004964 | 0.004417 | 0.003999 | 0.003463 | 0.003028 | 0.002777 | 0.002743 | 0.002581 | 0.002071 | 0.002063 | 0.001311 | 9.9e-05 | -0.001897 | -0.00286 | -0.002306 | -0.001713 | -0.0013 | -0.001013 | -0.000495 | 0 | 0.000421 | 0.000568 | -5.9e-05 | -0.000746 | -0.001234 | -0.00173 | -0.002304 | -0.003404 | -0.00464
0.000203 | 0.002563 | 0.004658 | 0.006658 | 0.006686 | 0.005978 | 0.00563 | 0.005143 | 0.004455 | 0.003679 | 0.003218 | 0.002927 | 0.002924 | 0.002656 | 0.002132 | 0.002105 | 0.001151 | -9.6e-05 | -0.002198 | -0.003263 | -0.002751 | -0.001959 | -0.001565 | -0.001262 | -0.000762 | 0 | 0.000406 | 0.000473 | 2.7e-05 | -0.00061 | -0.00112 | -0.001592 | -0.002299 | -0.003405 | -0.004434
0.000402 | 0.002708 | 0.004842 | 0.007359 | 0.007643 | 0.006643 | 0.006012 | 0.005342 | 0.004607 | 0.003748 | 0.003219 | 0.002916 | 0.002815 | 0.002798 | 0.002345 | 0.002361 | 0.001523 | 1e-06 | -0.002072 | -0.003085 | -0.002456 | -0.001808 | -0.001448 | -0.001147 | -0.000464 | 0 | 0.000481 | 0.000726 | 0.000296 | -0.000295 | -0.000722 | -0.001173 | -0.001767 | -0.00277 | -0.003976
-0.000726 | 0.001625 | 0.004273 | 0.006462 | 0.006808 | 0.005972 | 0.005597 | 0.005078 | 0.00436 | 0.00366 | 0.00306 | 0.002978 | 0.003056 | 0.003102 | 0.002695 | 0.002494 | 0.001533 | 0.000188 | -0.002164 | -0.003172 | -0.002668 | -0.001973 | -0.001495 | -0.001242 | -0.000686 | 0 | 0.000697 | 0.000897 | 0.000247 | -0.00038 | -0.000832 | -0.001227 | -0.001762 | -0.002957 | -0.004071
-0.000295 | 0.002095 | 0.004242 | 0.00701 | 0.007664 | 0.007071 | 0.006693 | 0.006044 | 0.005146 | 0.00414 | 0.003539 | 0.003292 | 0.003376 | 0.003201 | 0.002841 | 0.002768 | 0.001673 | 0.000133 | -0.002154 | -0.003285 | -0.002783 | -0.002 | -0.001758 | -0.001401 | -0.000804 | 0 | 0.000472 | 0.000693 | 0.000318 | -0.000179 | -0.000493 | -0.001048 | -0.001655 | -0.00273 | -0.003824
-0.001037 | 0.001379 | 0.003886 | 0.006816 | 0.007603 | 0.006683 | 0.00612 | 0.005463 | 0.004652 | 0.003714 | 0.003068 | 0.002866 | 0.002982 | 0.003158 | 0.002831 | 0.002699 | 0.00172 | 0.000132 | -0.002158 | -0.003216 | -0.002636 | -0.002009 | -0.001603 | -0.001266 | -0.000606 | 0 | 0.000691 | 0.000985 | 0.000627 | -4.4e-05 | -0.000388 | -0.000786 | -0.001326 | -0.002362 | -0.003504
-0.000347 | 0.00187 | 0.004446 | 0.007014 | 0.007914 | 0.007251 | 0.006917 | 0.006254 | 0.005369 | 0.004367 | 0.003689 | 0.003608 | 0.003787 | 0.003889 | 0.003523 | 0.003211 | 0.002093 | 0.000518 | -0.002003 | -0.003126 | -0.002707 | -0.002018 | -0.001678 | -0.001455 | -0.000864 | 0 | 0.000682 | 0.000876 | 0.000394 | -0.000123 | -0.000422 | -0.00081 | -0.001432 | -0.002468 | -0.003596
-0.000987 | 0.001401 | 0.003627 | 0.006992 | 0.008174 | 0.007575 | 0.007149 | 0.006417 | 0.005317 | 0.004187 | 0.003416 | 0.003342 | 0.003552 | 0.003594 | 0.003375 | 0.003208 | 0.002044 | 0.000311 | -0.002014 | -0.003226 | -0.002743 | -0.002049 | -0.00175 | -0.001425 | -0.000759 | 0 | 0.000629 | 0.001026 | 0.000674 | 0.000217 | -9.2e-05 | -0.000549 | -0.001101 | -0.002206 | -0.003306
-0.000846 | 0.00138 | 0.004027 | 0.007122 | 0.00829 | 0.007508 | 0.007057 | 0.006371 | 0.005443 | 0.004377 | 0.003727 | 0.003599 | 0.00384 | 0.004082 | 0.003855 | 0.003513 | 0.002448 | 0.000672 | -0.001794 | -0.002923 | -0.002496 | -0.001911 | -0.001625 | -0.001416 | -0.000729 | 0 | 0.000727 | 0.001018 | 0.000734 | 0.000208 | -0.000131 | -0.000504 | -0.000989 | -0.002078 | -0.003126
-0.001064 | 0.001247 | 0.003708 | 0.00677 | 0.008192 | 0.007688 | 0.007458 | 0.006781 | 0.0058 | 0.004674 | 0.003871 | 0.003856 | 0.004127 | 0.004233 | 0.003975 | 0.003702 | 0.002478 | 0.000731 | -0.001779 | -0.002948 | -0.002627 | -0.00198 | -0.001707 | -0.00145 | -0.000931 | 0 | 0.000769 | 0.00112 | 0.000658 | 0.000209 | -2e-06 | -0.000415 | -0.000988 | -0.002024 | -0.003187
-0.000831 | 0.001451 | 0.003732 | 0.007342 | 0.00885 | 0.008227 | 0.00774 | 0.007009 | 0.005779 | 0.004651 | 0.003833 | 0.003788 | 0.004042 | 0.004311 | 0.004045 | 0.003824 | 0.002675 | 0.000903 | -0.00152 | -0.002756 | -0.00239 | -0.001848 | -0.001643 | -0.001391 | -0.000704 | 0 | 0.000626 | 0.001062 | 0.00084 | 0.000396 | 0.000168 | -0.000249 | -0.000772 | -0.001732 | -0.002828
-0.000281 | 0.001794 | 0.004422 | 0.007462 | 0.008944 | 0.008274 | 0.007964 | 0.00728 | 0.006348 | 0.005201 | 0.004496 | 0.004466 | 0.004722 | 0.005 | 0.004911 | 0.004422 | 0.003198 | 0.001366 | -0.001106 | -0.002275 | -0.002082 | -0.00163 | -0.001409 | -0.001346 | -0.000756 | 0 | 0.000697 | 0.0011 | 0.000782 | 0.000269 | 3.9e-05 | -0.000282 | -0.000796 | -0.001835 | -0.002899
-0.000645 | 0.001672 | 0.003978 | 0.007384 | 0.009114 | 0.00875 | 0.00851 | 0.007778 | 0.006649 | 0.005455 | 0.004663 | 0.004631 | 0.00494 | 0.005172 | 0.004933 | 0.00467 | 0.003371 | 0.001573 | -0.001006 | -0.002186 | -0.001989 | -0.00156 | -0.001439 | -0.001313 | -0.000821 | 0 | 0.000762 | 0.001146 | 0.000844 | 0.000414 | 0.000245 | -0.000189 | -0.000741 | -0.001758 | -0.00286
0.000193 | 0.002282 | 0.004608 | 0.008164 | 0.009813 | 0.009177 | 0.008736 | 0.00802 | 0.006831 | 0.005655 | 0.004854 | 0.00487 | 0.005154 | 0.00549 | 0.005276 | 0.004989 | 0.003737 | 0.00187 | -0.000539 | -0.001767 | -0.001641 | -0.001341 | -0.001276 | -0.001235 | -0.000637 | 0 | 0.000627 | 0.001038 | 0.000789 | 0.000339 | 9e-05 | -0.000243 | -0.000702 | -0.001642 | -0.002698
0.000458 | 0.002575 | 0.005079 | 0.008165 | 0.009919 | 0.009457 | 0.009229 | 0.008567 | 0.007508 | 0.00632 | 0.005547 | 0.005619 | 0.005923 | 0.006259 | 0.006096 | 0.005593 | 0.004259 | 0.002438 | -4.3e-05 | -0.001218 | -0.001223 | -0.001033 | -0.001007 | -0.001088 | -0.000717 | 0 | 0.000728 | 0.001089 | 0.000709 | 0.000205 | 8.5e-05 | -0.00029 | -0.000814 | -0.001814 | -0.002874
0.000594 | 0.002766 | 0.004872 | 0.008425 | 0.010298 | 0.009904 | 0.009601 | 0.008871 | 0.007658 | 0.006423 | 0.005595 | 0.005602 | 0.005979 | 0.006175 | 0.005999 | 0.005719 | 0.004406 | 0.002582 | 9.9e-05 | -0.001098 | -0.00107 | -0.00092 | -0.000996 | -0.001041 | -0.00065 | 0 | 0.000598 | 0.000995 | 0.000682 | 0.000283 | 0.000119 | -0.000308 | -0.000868 | -0.001812 | -0.002902
0.001591 | 0.00357 | 0.00585 | 0.009212 | 0.010961 | 0.010356 | 0.009963 | 0.009244 | 0.008125 | 0.006908 | 0.006137 | 0.006198 | 0.00647 | 0.006833 | 0.006644 | 0.006242 | 0.004985 | 0.003083 | 0.000696 | -0.000516 | -0.000592 | -0.00059 | -0.000716 | -0.000831 | -0.000489 | 0 | 0.000585 | 0.000917 | 0.000584 | 0.000181 | -0.000139 | -0.000437 | -0.000926 | -0.001876 | -0.002895
0.00228 | 0.004146 | 0.006254 | 0.009305 | 0.011184 | 0.010741 | 0.010514 | 0.00975 | 0.008603 | 0.007336 | 0.006509 | 0.006568 | 0.006856 | 0.007121 | 0.006957 | 0.006473 | 0.005102 | 0.003317 | 0.000858 | -0.000277 | -0.000454 | -0.000429 | -0.000619 | -0.00083 | -0.000606 | 0 | 0.000577 | 0.000885 | 0.000517 | -3.9e-05 | -0.000147 | -0.000541 | -0.001103 | -0.00207 | -0.003092
0.001896 | 0.003834 | 0.005758 | 0.00922 | 0.011091 | 0.0106 | 0.010221 | 0.009419 | 0.008167 | 0.006889 | 0.006036 | 0.006092 | 0.006416 | 0.006673 | 0.006452 | 0.006172 | 0.004863 | 0.003052 | 0.000715 | -0.000437 | -0.00045 | -0.000446 | -0.000609 | -0.000789 | -0.000472 | 0 | 0.000519 | 0.00081 | 0.000473 | 7e-06 | -0.000302 | -0.000678 | -0.001158 | -0.002137 | -0.00318
0.001645 | 0.003413 | 0.005545 | 0.008653 | 0.010491 | 0.009932 | 0.009605 | 0.008867 | 0.007733 | 0.006512 | 0.005735 | 0.005776 | 0.006094 | 0.006427 | 0.006239 | 0.005797 | 0.004534 | 0.002711 | 0.000483 | -0.000544 | -0.000566 | -0.000504 | -0.000619 | -0.000743 | -0.000463 | 0 | 0.000506 | 0.000759 | 0.000343 | -0.000193 | -0.000526 | -0.000845 | -0.001372 | -0.002355 | -0.003348
0.002004 | 0.00365 | 0.005517 | 0.008549 | 0.010461 | 0.01 | 0.009729 | 0.008923 | 0.00772 | 0.006411 | 0.005554 | 0.00563 | 0.005906 | 0.006173 | 0.005969 | 0.005522 | 0.004209 | 0.00247 | 0.000212 | -0.000744 | -0.000713 | -0.000591 | -0.000688 | -0.000807 | -0.000572 | 0 | 0.000464 | 0.000724 | 0.000313 | -0.000287 | -0.00049 | -0.000901 | -0.001433 | -0.002363 | -0.00333
0.004857 | 0.005696 | 0.007034 | 0.009964 | 0.011643 | 0.010954 | 0.010361 | 0.009259 | 0.007783 | 0.00629 | 0.005332 | 0.00526 | 0.005418 | 0.005666 | 0.005318 | 0.004842 | 0.003507 | 0.00174 | -0.000372 | -0.001293 | -0.001189 | -0.000896 | -0.00083 | -0.000728 | -0.00039 | 0 | 0.000322 | 0.000446 | -0.000158 | -0.000942 | -0.001363 | -0.001836 | -0.00237 | -0.003241 | -0.004139
0.006434 | 0.00694 | 0.008316 | 0.010913 | 0.012402 | 0.011577 | 0.010917 | 0.009845 | 0.008392 | 0.006941 | 0.005984 | 0.005881 | 0.006025 | 0.006224 | 0.005834 | 0.005307 | 0.003968 | 0.002198 | 7.2e-05 | -0.00089 | -0.000873 | -0.000679 | -0.000686 | -0.000622 | -0.000334 | 0 | 0.000312 | 0.000343 | -0.000267 | -0.001034 | -0.00161 | -0.002029 | -0.002491 | -0.003363 | -0.004205
0.00579 | 0.006518 | 0.007752 | 0.010317 | 0.011951 | 0.011254 | 0.010676 | 0.009633 | 0.008144 | 0.006622 | 0.005635 | 0.005543 | 0.005651 | 0.005826 | 0.005441 | 0.004926 | 0.00359 | 0.001898 | -0.000122 | -0.000975 | -0.000931 | -0.000694 | -0.000721 | -0.000679 | -0.000375 | 0 | 0.000286 | 0.000335 | -0.000238 | -0.00104 | -0.001414 | -0.001883 | -0.002512 | -0.003304 | -0.00416
0.007297 | 0.007631 | 0.008707 | 0.011256 | 0.0127 | 0.011833 | 0.011154 | 0.009983 | 0.008478 | 0.006991 | 0.005965 | 0.005881 | 0.005978 | 0.006142 | 0.005755 | 0.005239 | 0.003915 | 0.002233 | 0.000246 | -0.000615 | -0.000639 | -0.0005 | -0.000561 | -0.000547 | -0.000298 | 0 | 0.000305 | 0.000349 | -0.000227 | -0.000958 | -0.001477 | -0.001897 | -0.002382 | -0.003191 | -0.003974
0.006747 | 0.00721 | 0.008354 | 0.010663 | 0.012071 | 0.011277 | 0.010658 | 0.009575 | 0.008114 | 0.006676 | 0.005704 | 0.00558 | 0.005685 | 0.005863 | 0.005447 | 0.004933 | 0.003643 | 0.00198 | 0.000114 | -0.000725 | -0.000732 | -0.000577 | -0.000635 | -0.000616 | -0.00036 | 0 | 0.000268 | 0.00026 | -0.000324 | -0.001057 | -0.001552 | -0.001976 | -0.002448 | -0.003271 | -0.004036
0.007561 | 0.007817 | 0.008662 | 0.01095 | 0.01242 | 0.011617 | 0.01097 | 0.00985 | 0.008346 | 0.006855 | 0.005861 | 0.005709 | 0.005747 | 0.005885 | 0.005498 | 0.004971 | 0.003674 | 0.002063 | 0.000234 | -0.000545 | -0.000597 | -0.000503 | -0.000592 | -0.000571 | -0.000329 | 0 | 0.00027 | 0.000325 | -0.000236 | -0.000942 | -0.001339 | -0.001775 | -0.002276 | -0.003037 | -0.003758
0.007534 | 0.00771 | 0.008579 | 0.010761 | 0.012041 | 0.011169 | 0.01048 | 0.009363 | 0.007897 | 0.006466 | 0.00551 | 0.005426 | 0.005496 | 0.005624 | 0.005234 | 0.00475 | 0.003507 | 0.001945 | 0.000214 | -0.000513 | -0.000561 | -0.000494 | -0.000552 | -0.000552 | -0.00032 | 0 | 0.000246 | 0.000297 | -0.000233 | -0.000933 | -0.001447 | -0.001831 | -0.002227 | -0.003004 | -0.003715
0.007612 | 0.007771 | 0.00855 | 0.010529 | 0.011823 | 0.010993 | 0.010329 | 0.00925 | 0.00781 | 0.006396 | 0.005468 | 0.005335 | 0.005343 | 0.005476 | 0.005056 | 0.004579 | 0.003355 | 0.001835 | 0.000187 | -0.000501 | -0.000573 | -0.000518 | -0.000613 | -0.000591 | -0.000326 | 0 | 0.000249 | 0.000285 | -0.000228 | -0.000929 | -0.001322 | -0.001723 | -0.002206 | -0.002937 | -0.003628
0.008532 | 0.008523 | 0.009118 | 0.01101 | 0.012225 | 0.011344 | 0.010669 | 0.009507 | 0.008069 | 0.006637 | 0.005687 | 0.005535 | 0.005519 | 0.005622 | 0.005191 | 0.004698 | 0.003482 | 0.001993 | 0.000397 | -0.000251 | -0.000395 | -0.000399 | -0.000522 | -0.000537 | -0.000292 | 0 | 0.000225 | 0.000278 | -0.000208 | -0.000854 | -0.001261 | -0.001623 | -0.002082 | -0.002739 | -0.003434
0.007768 | 0.007814 | 0.008449 | 0.010259 | 0.01144 | 0.010609 | 0.009984 | 0.008904 | 0.0075 | 0.006191 | 0.00529 | 0.005143 | 0.005157 | 0.005246 | 0.004843 | 0.004408 | 0.00326 | 0.001813 | 0.00034 | -0.000263 | -0.000354 | -0.000379 | -0.000498 | -0.000489 | -0.000282 | 0 | 0.000249 | 0.000286 | -0.00021 | -0.000866 | -0.00129 | -0.001644 | -0.002058 | -0.002762 | -0.00337
0.008159 | 0.008105 | 0.008569 | 0.010249 | 0.011352 | 0.01049 | 0.009845 | 0.00877 | 0.007436 | 0.006111 | 0.005262 | 0.005074 | 0.005076 | 0.005133 | 0.004712 | 0.00429 | 0.003148 | 0.00177 | 0.000378 | -0.000144 | -0.000295 | -0.000321 | -0.000436 | -0.000453 | -0.000259 | 0 | 0.000215 | 0.000255 | -0.00021 | -0.000852 | -0.001243 | -0.001584 | -0.00199 | -0.002622 | -0.003215
0.008815 | 0.008627 | 0.008954 | 0.010505 | 0.011482 | 0.010593 | 0.00992 | 0.008914 | 0.007529 | 0.006247 | 0.005372 | 0.005201 | 0.005165 | 0.005182 | 0.004795 | 0.004341 | 0.003217 | 0.001893 | 0.000588 | 5.9e-05 | -0.000123 | -0.000192 | -0.000362 | -0.000403 | -0.000242 | 0 | 0.000177 | 0.00023 | -0.00022 | -0.000814 | -0.001192 | -0.001555 | -0.001928 | -0.002552 | -0.003106
0.008046 | 0.007957 | 0.008279 | 0.009722 | 0.01073 | 0.00987 | 0.009255 | 0.008221 | 0.006931 | 0.00573 | 0.00489 | 0.004743 | 0.004706 | 0.004731 | 0.004341 | 0.003939 | 0.002851 | 0.00159 | 0.000381 | -1.7e-05 | -0.000151 | -0.000241 | -0.00039 | -0.000393 | -0.000252 | 0 | 0.000188 | 0.000219 | -0.000215 | -0.00081 | -0.00119 | -0.001528 | -0.001917 | -0.002504 | -0.003083
0.007926 | 0.007805 | 0.008088 | 0.009441 | 0.010353 | 0.009474 | 0.008858 | 0.007871 | 0.006617 | 0.005467 | 0.004693 | 0.004542 | 0.004482 | 0.004497 | 0.004125 | 0.003749 | 0.002738 | 0.001525 | 0.000382 | 4.1e-05 | -7e-05 | -0.000192 | -0.000337 | -0.000366 | -0.000215 | 0 | 0.000158 | 0.000199 | -0.000211 | -0.000777 | -0.001159 | -0.001482 | -0.001844 | -0.002407 | -0.002961
0.008685 | 0.008392 | 0.008483 | 0.009621 | 0.010482 | 0.009635 | 0.009027 | 0.008012 | 0.006746 | 0.005598 | 0.004775 | 0.004633 | 0.00454 | 0.004512 | 0.004114 | 0.003732 | 0.002723 | 0.001566 | 0.000507 | 0.000177 | 1.8e-05 | -0.000126 | -0.000309 | -0.00036 | -0.000239 | 0 | 0.000148 | 0.000183 | -0.000223 | -0.000756 | -0.001097 | -0.001423 | -0.001789 | -0.00234 | -0.002864
0.008968 | 0.008628 | 0.008591 | 0.009667 | 0.010411 | 0.009508 | 0.008865 | 0.007866 | 0.006625 | 0.005497 | 0.004753 | 0.004567 | 0.004469 | 0.004434 | 0.004039 | 0.003698 | 0.002729 | 0.00161 | 0.000637 | 0.000371 | 0.000191 | 2.6e-05 | -0.0002 | -0.000277 | -0.000171 | 0 | 0.000135 | 0.000171 | -0.000187 | -0.000722 | -0.001075 | -0.001377 | -0.001735 | -0.002248 | -0.002721
0.008563 | 0.008251 | 0.00831 | 0.009217 | 0.009862 | 0.008969 | 0.008376 | 0.007436 | 0.006267 | 0.005226 | 0.004524 | 0.004374 | 0.004256 | 0.0042 | 0.00381 | 0.003484 | 0.002563 | 0.001495 | 0.000625 | 0.000393 | 0.000226 | 3.9e-05 | -0.000167 | -0.000249 | -0.000162 | 0 | 0.000138 | 0.000168 | -0.000238 | -0.000775 | -0.001156 | -0.001427 | -0.001765 | -0.002259 | -0.002728
0.008502 | 0.008177 | 0.00802 | 0.008845 | 0.009512 | 0.008681 | 0.008108 | 0.00719 | 0.006048 | 0.005 | 0.004273 | 0.004132 | 0.004017 | 0.00394 | 0.003559 | 0.003253 | 0.00234 | 0.001387 | 0.000613 | 0.000449 | 0.000299 | 0.00011 | -0.000139 | -0.000224 | -0.000159 | 0 | 6.9e-05 | 0.000106 | -0.000252 | -0.000762 | -0.001054 | -0.001389 | -0.00174 | -0.002229 | -0.002662
0.008445 | 0.008148 | 0.008015 | 0.008797 | 0.00932 | 0.008404 | 0.007793 | 0.006877 | 0.005768 | 0.004784 | 0.004124 | 0.00398 | 0.003836 | 0.003773 | 0.003385 | 0.003134 | 0.002294 | 0.001388 | 0.000661 | 0.00059 | 0.00045 | 0.000217 | -2.7e-05 | -0.000136 | -6.6e-05 | 0 | 0.000106 | 0.00014 | -0.000222 | -0.000705 | -0.001047 | -0.001347 | -0.001638 | -0.002104 | -0.002516
0.008752 | 0.008317 | 0.008129 | 0.008599 | 0.009046 | 0.008186 | 0.007679 | 0.006796 | 0.005773 | 0.004847 | 0.004201 | 0.004066 | 0.00391 | 0.003814 | 0.003401 | 0.00312 | 0.002308 | 0.001412 | 0.000803 | 0.000716 | 0.000521 | 0.000279 | 1.1e-05 | -0.000127 | -0.000126 | 0 | 6.4e-05 | 5.4e-05 | -0.000304 | -0.000788 | -0.001133 | -0.001372 | -0.001678 | -0.002169 | -0.002498
0.009282 | 0.00878 | 0.008294 | 0.008775 | 0.009186 | 0.008293 | 0.007707 | 0.006786 | 0.005712 | 0.004761 | 0.004103 | 0.003942 | 0.003768 | 0.003622 | 0.003248 | 0.003011 | 0.002217 | 0.001414 | 0.000881 | 0.000852 | 0.000646 | 0.000374 | 6e-05 | -7.5e-05 | -7.2e-05 | 0 | 4.2e-05 | 4.2e-05 | -0.000225 | -0.000682 | -0.000926 | -0.001244 | -0.001551 | -0.001946 | -0.002331
0.009061 | 0.008529 | 0.008237 | 0.008582 | 0.008777 | 0.007809 | 0.007229 | 0.00637 | 0.005397 | 0.004597 | 0.004029 | 0.003871 | 0.003679 | 0.003576 | 0.003185 | 0.002955 | 0.002272 | 0.001481 | 0.001035 | 0.001058 | 0.000847 | 0.000524 | 0.000213 | 2.7e-05 | 4e-06 | 0 | 6.5e-05 | 7.7e-05 | -0.000259 | -0.000703 | -0.001069 | -0.001288 | -0.001519 | -0.00197 | -0.002287
0.009435 | 0.008809 | 0.00829 | 0.008365 | 0.008641 | 0.007791 | 0.007327 | 0.006489 | 0.005544 | 0.004708 | 0.004145 | 0.003949 | 0.003736 | 0.003511 | 0.003122 | 0.002914 | 0.002148 | 0.001429 | 0.001068 | 0.00109 | 0.000866 | 0.000535 | 0.000208 | 2e-06 | -6.1e-05 | 0 | -7e-06 | -3.9e-05 | -0.000332 | -0.00079 | -0.001024 | -0.001294 | -0.001615 | -0.001977 | -0.002327
0.00953 | 0.008936 | 0.008305 | 0.008512 | 0.008672 | 0.007736 | 0.007107 | 0.006213 | 0.005248 | 0.004425 | 0.003891 | 0.003709 | 0.003468 | 0.003309 | 0.002935 | 0.002776 | 0.002109 | 0.001469 | 0.001118 | 0.001261 | 0.001042 | 0.000658 | 0.000289 | 0.000101 | 3.2e-05 | 0 | 1e-05 | -6e-06 | -0.000267 | -0.000668 | -0.000938 | -0.001201 | -0.001473 | -0.001851 | -0.002126
0.009474 | 0.008817 | 0.008373 | 0.008241 | 0.008201 | 0.007208 | 0.006676 | 0.005901 | 0.005094 | 0.00443 | 0.003941 | 0.00378 | 0.003547 | 0.003341 | 0.002954 | 0.002801 | 0.002159 | 0.001542 | 0.001266 | 0.001432 | 0.001195 | 0.000775 | 0.000394 | 0.000144 | 3.3e-05 | 0 | -1.5e-05 | -4.1e-05 | -0.000363 | -0.000766 | -0.001183 | -0.00135 | -0.001587 | -0.001982 | -0.002254
0.009968 | 0.009251 | 0.008398 | 0.008199 | 0.008301 | 0.007455 | 0.006986 | 0.006202 | 0.005298 | 0.004575 | 0.003984 | 0.003828 | 0.003556 | 0.003279 | 0.00291 | 0.002712 | 0.002046 | 0.001472 | 0.0013 | 0.001496 | 0.001216 | 0.000823 | 0.000393 | 0.000149 | -1e-06 | 0 | -5.2e-05 | -0.000122 | -0.000383 | -0.000788 | -0.00095 | -0.00128 | -0.001586 | -0.00193 | -0.002176
0.010029 | 0.009278 | 0.008548 | 0.008421 | 0.008241 | 0.007184 | 0.006541 | 0.005672 | 0.004863 | 0.004216 | 0.003765 | 0.003573 | 0.003308 | 0.003118 | 0.002768 | 0.002642 | 0.002115 | 0.001578 | 0.001438 | 0.00174 | 0.001467 | 0.000961 | 0.000581 | 0.000265 | 0.000124 | 0 | -5.9e-05 | -5.6e-05 | -0.000334 | -0.000685 | -0.001031 | -0.001264 | -0.001454 | -0.00181 | -0.002075
0.009659 | 0.008925 | 0.008288 | 0.00773 | 0.007534 | 0.00661 | 0.00616 | 0.005508 | 0.004795 | 0.004256 | 0.003845 | 0.003694 | 0.003403 | 0.003149 | 0.002718 | 0.002602 | 0.002007 | 0.001548 | 0.001492 | 0.001773 | 0.001492 | 0.001006 | 0.000598 | 0.000257 | 6.3e-05 | 0 | -8e-05 | -0.000186 | -0.0005 | -0.00089 | -0.001234 | -0.001457 | -0.001663 | -0.002065 | -0.002343
0.009951 | 0.009259 | 0.008163 | 0.007793 | 0.007706 | 0.006833 | 0.006302 | 0.005607 | 0.004773 | 0.004092 | 0.003679 | 0.003449 | 0.003184 | 0.00288 | 0.002513 | 0.002455 | 0.001932 | 0.001463 | 0.001522 | 0.001826 | 0.00158 | 0.001103 | 0.000629 | 0.000327 | 0.000122 | 0 | -0.00011 | -0.000176 | -0.000423 | -0.000778 | -0.000931 | -0.001255 | -0.00156 | -0.001879 | -0.002069
0.009478 | 0.008796 | 0.008134 | 0.007623 | 0.007144 | 0.006108 | 0.005537 | 0.004822 | 0.004178 | 0.003739 | 0.003425 | 0.003264 | 0.002945 | 0.002739 | 0.002422 | 0.002322 | 0.001909 | 0.001563 | 0.001647 | 0.002068 | 0.001825 | 0.001207 | 0.000795 | 0.000392 | 0.000255 | 0 | -4.9e-05 | -0.000192 | -0.000469 | -0.000753 | -0.001255 | -0.001375 | -0.00157 | -0.001941 | -0.002181
0.009639 | 0.008894 | 0.007989 | 0.007122 | 0.006875 | 0.005984 | 0.005686 | 0.005119 | 0.004465 | 0.00401 | 0.003679 | 0.003524 | 0.003243 | 0.002866 | 0.002458 | 0.002411 | 0.001901 | 0.001575 | 0.001746 | 0.002128 | 0.00183 | 0.001317 | 0.0008 | 0.000399 | 9.6e-05 | 0 | -0.000164 | -0.000293 | -0.00053 | -0.000953 | -0.001177 | -0.00142 | -0.001694 | -0.002043 | -0.002233
0.010704 | 0.009841 | 0.008623 | 0.008044 | 0.007611 | 0.006646 | 0.006048 | 0.005356 | 0.004623 | 0.004138 | 0.00375 | 0.003544 | 0.003228 | 0.002946 | 0.002546 | 0.002567 | 0.002159 | 0.001839 | 0.002032 | 0.002454 | 0.002155 | 0.00155 | 0.000977 | 0.000544 | 0.000254 | 0 | -0.000169 | -0.000282 | -0.000542 | -0.000853 | -0.001036 | -0.001363 | -0.00157 | -0.001793 | -0.001998
0.010615 | 0.009678 | 0.008873 | 0.007848 | 0.007139 | 0.006115 | 0.005615 | 0.004994 | 0.004494 | 0.004145 | 0.003943 | 0.003719 | 0.003424 | 0.003107 | 0.002746 | 0.002648 | 0.002267 | 0.002015 | 0.002299 | 0.002744 | 0.002392 | 0.001665 | 0.001124 | 0.000621 | 0.000316 | 0 | -0.000166 | -0.000346 | -0.000675 | -0.000998 | -0.001461 | -0.001554 | -0.001747 | -0.002071 | -0.002276
0.010626 | 0.009809 | 0.008493 | 0.007469 | 0.007036 | 0.006217 | 0.005866 | 0.005326 | 0.004729 | 0.004262 | 0.003953 | 0.003747 | 0.003413 | 0.003011 | 0.002646 | 0.002621 | 0.002173 | 0.001925 | 0.002264 | 0.002743 | 0.00242 | 0.001793 | 0.001163 | 0.000664 | 0.000296 | 0 | -0.000241 | -0.000402 | -0.000634 | -0.001085 | -0.001207 | -0.001591 | -0.001894 | -0.002152 | -0.002312
0.011152 | 0.010229 | 0.009041 | 0.008207 | 0.00742 | 0.006329 | 0.005705 | 0.005069 | 0.00446 | 0.004073 | 0.00388 | 0.003665 | 0.003258 | 0.002974 | 0.002582 | 0.002643 | 0.002353 | 0.002169 | 0.00251 | 0.003042 | 0.002728 | 0.00194 | 0.001348 | 0.000811 | 0.000422 | 0 | -0.00025 | -0.000461 | -0.000761 | -0.00108 | -0.001468 | -0.001718 | -0.001831 | -0.002111 | -0.002265
0.012143 | 0.011031 | 0.009947 | 0.008487 | 0.007649 | 0.006655 | 0.006204 | 0.005689 | 0.005174 | 0.004942 | 0.004719 | 0.004434 | 0.004037 | 0.003654 | 0.003236 | 0.003152 | 0.002798 | 0.002591 | 0.003009 | 0.003523 | 0.00304 | 0.002211 | 0.00148 | 0.000884 | 0.000405 | 0 | -0.00028 | -0.00061 | -0.000951 | -0.001345 | -0.001761 | -0.001888 | -0.002134 | -0.002432 | -0.002623
0.012063 | 0.011023 | 0.009456 | 0.008284 | 0.007677 | 0.006758 | 0.006272 | 0.005676 | 0.005126 | 0.004674 | 0.004351 | 0.004166 | 0.003717 | 0.003328 | 0.002901 | 0.002936 | 0.002591 | 0.002446 | 0.002887 | 0.003408 | 0.003025 | 0.002314 | 0.00156 | 0.000938 | 0.000466 | 0 | -0.00038 | -0.000637 | -0.000898 | -0.001342 | -0.001518 | -0.001901 | -0.002201 | -0.002395 | -0.002556
0.011923 | 0.010921 | 0.009817 | 0.008571 | 0.007467 | 0.006296 | 0.005595 | 0.00503 | 0.004567 | 0.004407 | 0.004245 | 0.003997 | 0.003602 | 0.003277 | 0.002882 | 0.002925 | 0.002688 | 0.002578 | 0.003072 | 0.003641 | 0.003272 | 0.002363 | 0.001717 | 0.001042 | 0.000566 | 0 | -0.000341 | -0.000703 | -0.001072 | -0.00143 | -0.001949 | -0.002123 | -0.002201 | -0.00253 | -0.002683
0.013277 | 0.012049 | 0.010558 | 0.008841 | 0.007931 | 0.006917 | 0.006552 | 0.006087 | 0.005567 | 0.005321 | 0.005116 | 0.00476 | 0.004344 | 0.003804 | 0.003359 | 0.003278 | 0.002951 | 0.002856 | 0.00337 | 0.003857 | 0.003352 | 0.002511 | 0.001719 | 0.001061 | 0.000481 | 0 | -0.000467 | -0.000769 | -0.001085 | -0.001554 | -0.001866 | -0.002112 | -0.002408 | -0.00269 | -0.002766
0.012622 | 0.011523 | 0.009867 | 0.008633 | 0.007706 | 0.006657 | 0.006084 | 0.005467 | 0.004953 | 0.004611 | 0.004362 | 0.004102 | 0.003641 | 0.00328 | 0.002796 | 0.002845 | 0.002627 | 0.002517 | 0.003105 | 0.003708 | 0.00335 | 0.00256 | 0.001821 | 0.001119 | 0.00049 | 0 | -0.000435 | -0.000739 | -0.001028 | -0.00139 | -0.001701 | -0.002089 | -0.002248 | -0.002445 | -0.002469
0.010869 | 0.009857 | 0.009065 | 0.007484 | 0.006162 | 0.005038 | 0.004445 | 0.004126 | 0.003855 | 0.003936 | 0.003781 | 0.003685 | 0.003198 | 0.00292 | 0.002298 | 0.002384 | 0.002335 | 0.002428 | 0.003113 | 0.003811 | 0.003458 | 0.002504 | 0.001627 | 0.001142 | 0.000663 | 0 | -0.000373 | -0.000832 | -0.001182 | -0.001602 | -0.002182 | -0.002326 | -0.002474 | -0.002828 | -0.003007