## Moorings
Ref Des | Serial Number | Deployment Number | Anchor Launch Date | Anchor Launch Time | Recover Date | Latitude | Longitude | Water Depth | Cruise Number | Notes
CP04OSSM | CP04OSSM-00002 | 2 | 2015-05-09 | 1:04 | 2015-10-23 | 39° 56.438' N | 70° 52.713' W | 442 | AT-27

## Asset_Cal_Info
Ref Des | Mooring Serial Number | Deployment Number | Sensor Serial Number | Calibration Cofficient Name | Calibration Cofficient Value | Notes
CP04OSSM-SBD11-01-MOPAKO000 | CP04OSSM-00002 | 2 | CP04ISSM-00002-MOPAK |  |  | This is a bogus serial number; no Calibration Coefficient
CP04OSSM-SBD11-02-HYDGN0000 | CP03ISSM-00001 | 1 |  |  |  | S/N to be determined on recovery.
CP04OSSM-SBD11-06-METBKA000 | CP04OSSM-00002 | 2 | CP04ISSM-00002-METBK | CC_lat | 39.9406 | This is a bogus serial number; no Calibration Coefficient. S/N to be determined on recovery.
CP04OSSM-SBD11-06-METBKA000 | CP04OSSM-00002 | 2 | CP04ISSM-00002-METBK | CC_lon | -70.8786 | This is a bogus serial number; no Calibration Coefficient. S/N to be determined on recovery.
CP04OSSM-SBD11-06-METBKA000 | CP04OSSM-00002 | 2 | CP04ISSM-00002-METBK | CC_depth_of_conductivity_and_temperature_measurements_m | 1.0668 | This is a bogus serial number; no Calibration Coefficient. S/N to be determined on recovery.
CP04OSSM-SBD11-06-METBKA000 | CP04OSSM-00002 | 2 | CP04ISSM-00002-METBK | CC_height_of_air_humidity_measurement_m | 4.2926 | This is a bogus serial number; no Calibration Coefficient. S/N to be determined on recovery.
CP04OSSM-SBD11-06-METBKA000 | CP04OSSM-00002 | 2 | CP04ISSM-00002-METBK | CC_height_of_air_temperature_measurement_m | 4.2926 | This is a bogus serial number; no Calibration Coefficient. S/N to be determined on recovery.
CP04OSSM-SBD11-06-METBKA000 | CP04OSSM-00002 | 2 | CP04ISSM-00002-METBK | CC_height_of_windspeed_sensor_above_sealevel_m | 4.7498 | This is a bogus serial number; no Calibration Coefficient. S/N to be determined on recovery.
CP04OSSM-SBD11-06-METBKA000 | CP04OSSM-00002 | 2 | CP04ISSM-00002-METBK | CC_jcool | 1 | Constant
CP04OSSM-SBD11-06-METBKA000 | CP04OSSM-00002 | 2 | CP04ISSM-00002-METBK | CC_jwarm | 1 | Constant
CP04OSSM-SBD11-06-METBKA000 | CP04OSSM-00002 | 2 | CP04ISSM-00002-METBK | CC_zinvpbl | 600 | Constant
CP04OSSM-SBD12-03-HYDGN0000 | CP03ISSM-00001 | 1 |  |  |  | S/N to be determined on recovery.
CP04OSSM-SBD12-04-PCO2AA000 | CP04OSSM-00002 | 2 | 34-229-50A |  |  | No Calibration Coefficient
CP04OSSM-RID26-04-VELPTA000 | CP04OSSM-00002 | 2 | 11377 | CC_lat | 39.9406
CP04OSSM-RID26-04-VELPTA000 | CP04OSSM-00002 | 2 | 11377 | CC_lon | -70.8786
CP04OSSM-MFD35-04-VELPTB000 | CP04OSSM-00002 | 2 | 9984 | CC_lat | 39.9406
CP04OSSM-MFD35-04-VELPTB000 | CP04OSSM-00002 | 2 | 9984 | CC_lon | -70.8786
CP04OSSM-RID26-06-PHSEND000 | CP04OSSM-00002 | 2 | P0155 | CC_ea434 | 17533
CP04OSSM-RID26-06-PHSEND000 | CP04OSSM-00002 | 2 | P0155 | CC_ea578 | 101
CP04OSSM-RID26-06-PHSEND000 | CP04OSSM-00002 | 2 | P0155 | CC_eb434 | 2229
CP04OSSM-RID26-06-PHSEND000 | CP04OSSM-00002 | 2 | P0155 | CC_eb578 | 38502
CP04OSSM-RID26-06-PHSEND000 | CP04OSSM-00002 | 2 | P0155 | CC_ind_off | 0
CP04OSSM-RID26-06-PHSEND000 | CP04OSSM-00002 | 2 | P0155 | CC_ind_slp | 1
CP04OSSM-RID26-06-PHSEND000 | CP04OSSM-00002 | 2 | P0155 | CC_psal | 35 | Constant
CP04OSSM-MFD35-06-PHSEND000 | CP04OSSM-00002 | 2 | P0156 | CC_ea434 | 17533
CP04OSSM-MFD35-06-PHSEND000 | CP04OSSM-00002 | 2 | P0156 | CC_ea578 | 101
CP04OSSM-MFD35-06-PHSEND000 | CP04OSSM-00002 | 2 | P0156 | CC_eb434 | 2229
CP04OSSM-MFD35-06-PHSEND000 | CP04OSSM-00002 | 2 | P0156 | CC_eb578 | 38502
CP04OSSM-MFD35-06-PHSEND000 | CP04OSSM-00002 | 2 | P0156 | CC_ind_off | 0
CP04OSSM-MFD35-06-PHSEND000 | CP04OSSM-00002 | 2 | P0156 | CC_ind_slp | 1
CP04OSSM-MFD35-06-PHSEND000 | CP04OSSM-00002 | 2 | P0156 | CC_psal | 35 | Constant
CP04OSSM-RID27-01-OPTAAD000 | CP04OSSM-00002 | 2 | ACS240 | CC_cwlngth | [400.50000000, 404.10000000, 407.60000000, 410.90000000, 414.40000000, 418.00000000, 422.40000000, 426.50000000, 430.60000000, 434.50000000, 438.20000000, 442.50000000, 447.00000000, 451.80000000, 456.00000000, 460.30000000, 464.50000000, 469.10000000, 473.40000000, 478.30000000, 483.20000000, 487.40000000, 491.80000000, 496.00000000, 500.70000000, 504.80000000, 509.70000000, 514.70000000, 519.40000000, 524.10000000, 528.40000000, 532.70000000, 537.20000000, 541.60000000, 545.70000000, 550.40000000, 555.00000000, 559.40000000, 563.70000000, 567.80000000, 572.00000000, 576.10000000, 579.80000000, 583.90000000, 588.00000000, 592.30000000, 597.10000000, 601.60000000, 606.30000000, 610.70000000, 615.20000000, 619.90000000, 624.50000000, 628.90000000, 633.20000000, 637.30000000, 641.70000000, 646.50000000, 650.70000000, 655.50000000, 659.80000000, 664.70000000, 669.00000000, 673.60000000, 677.80000000, 681.90000000, 686.00000000, 689.80000000, 694.20000000, 698.10000000, 702.00000000, 705.90000000, 710.00000000, 714.00000000, 717.60000000, 721.60000000, 725.40000000, 729.10000000, 733.20000000]
CP04OSSM-RID27-01-OPTAAD000 | CP04OSSM-00002 | 2 | ACS240 | CC_ccwo | [ -0.81014000, -0.73557700, -0.64174100, -0.55340600, -0.47191700, -0.39173300, -0.31596400, -0.25168000, -0.19037600, -0.12684500, -0.06644400, -0.01249800, 0.03870500, 0.09281400, 0.13912100, 0.17792500, 0.21947100, 0.25897400, 0.29564100, 0.33136900, 0.36950700, 0.40790400, 0.43134600, 0.46808600, 0.50017200, 0.53252500, 0.55588000, 0.58005000, 0.60582100, 0.62847300, 0.65006600, 0.67068300, 0.69386500, 0.71325700, 0.73918000, 0.75412500, 0.77463700, 0.79518400, 0.81724800, 0.83461900, 0.84574100, 0.85710200, 0.86133000, 0.86498200, 0.85825000, 0.85048900, 0.83683000, 0.81807500, 0.80621900, 0.80987300, 0.81816400, 0.82770000, 0.83945500, 0.84798300, 0.85634600, 0.86333000, 0.86807700, 0.87786200, 0.88082000, 0.87548600, 0.86857700, 0.86590900, 0.86824900, 0.87153800, 0.87374600, 0.87508000, 0.86644100, 0.84706600, 0.81835400, 0.77696100, 0.72462000, 0.65371500, 0.56240200, 0.44546000, 0.29929600, 0.12745000, -0.08298100, -0.32272900, -0.56962900]
CP04OSSM-RID27-01-OPTAAD000 | CP04OSSM-00002 | 2 | ACS240 | CC_tcal | 19.5
CP04OSSM-RID27-01-OPTAAD000 | CP04OSSM-00002 | 2 | ACS240 | CC_tbins | [ 0.75798400, 1.40727700, 2.45458100, 3.45218800, 4.48264700, 5.49909100, 6.50910700, 7.48270800, 8.46976700, 9.48388900, 10.49600000, 11.50125000, 12.47782600, 13.49590900, 14.48259300, 15.47461500, 16.55931000, 17.48129000, 18.47310300, 19.51678600, 20.49424200, 21.48794100, 22.49586200, 23.49500000, 24.47290300, 25.49310300, 26.48769200, 27.50185200, 28.49320000, 29.50041700, 30.50047600, 31.50047600, 32.49666700, 33.49157900, 34.49450000, 35.50250000, 36.50388900, 37.82605600]
CP04OSSM-RID27-01-OPTAAD000 | CP04OSSM-00002 | 2 | ACS240 | CC_awlngth | [398.90000000, 402.60000000, 405.90000000, 409.40000000, 412.60000000, 416.40000000, 420.50000000, 424.70000000, 428.60000000, 432.70000000, 436.40000000, 440.30000000, 444.80000000, 449.50000000, 454.10000000, 458.20000000, 462.60000000, 466.60000000, 471.30000000, 476.20000000, 480.80000000, 485.30000000, 489.70000000, 493.90000000, 498.20000000, 503.10000000, 507.40000000, 512.30000000, 517.20000000, 521.60000000, 526.50000000, 530.40000000, 534.90000000, 539.60000000, 543.70000000, 548.10000000, 552.60000000, 557.20000000, 561.60000000, 565.90000000, 570.00000000, 574.20000000, 578.00000000, 582.00000000, 583.20000000, 587.60000000, 591.80000000, 596.60000000, 600.90000000, 605.80000000, 610.50000000, 614.90000000, 619.40000000, 624.00000000, 628.40000000, 632.70000000, 637.00000000, 641.50000000, 646.10000000, 650.20000000, 655.00000000, 659.50000000, 664.20000000, 668.50000000, 673.20000000, 677.30000000, 681.60000000, 685.60000000, 689.80000000, 693.90000000, 697.80000000, 701.50000000, 705.50000000, 709.50000000, 713.70000000, 717.30000000, 721.30000000, 725.10000000, 729.10000000]
CP04OSSM-RID27-01-OPTAAD000 | CP04OSSM-00002 | 2 | ACS240 | CC_acwo | [ -2.20596400, -1.92402100, -1.70887900, -1.55079200, -1.43444500, -1.34493400, -1.27124400, -1.20343100, -1.14082200, -1.07938400, -1.02250100, -0.96633500, -0.90993100, -0.85670100, -0.80397300, -0.75117900, -0.69970200, -0.64963300, -0.60135100, -0.55382900, -0.50682100, -0.46157700, -0.41767800, -0.37463100, -0.33326900, -0.29491400, -0.25848300, -0.22209900, -0.18513800, -0.14821800, -0.11136500, -0.07630000, -0.04150500, -0.00804000, 0.02352700, 0.05421400, 0.08452900, 0.11407700, 0.14199000, 0.16789300, 0.19180900, 0.21240100, 0.22861400, 0.24083000, 0.24609000, 0.25110900, 0.25017600, 0.24564800, 0.24495100, 0.25362600, 0.27000600, 0.28919400, 0.30956400, 0.32965300, 0.34900000, 0.36711300, 0.38441000, 0.39956800, 0.41172700, 0.41955400, 0.42487700, 0.43013800, 0.43877000, 0.45033100, 0.46077300, 0.46738400, 0.46842500, 0.46249100, 0.44710600, 0.42032400, 0.38121400, 0.32714000, 0.25282900, 0.15416900, 0.03046300, -0.12124500, -0.30493800, -0.52100300, -0.76350200]
CP04OSSM-RID27-01-OPTAAD000 | CP04OSSM-00002 | 2 | ACS240 | CC_taarray | SheetRef:ACS240_CC_taarray
CP04OSSM-RID27-01-OPTAAD000 | CP04OSSM-00002 | 2 | ACS240 | CC_tcarray | SheetRef:ACS240_CC_tcarray
CP04OSSM-MFD37-01-OPTAAD000 | CP04OSSM-00002 | 2 | ACS241 | CC_cwlngth | [400.90000000, 403.70000000, 407.30000000, 410.50000000, 413.70000000, 417.30000000, 421.20000000, 425.10000000, 429.20000000, 432.50000000, 436.60000000, 440.30000000, 444.80000000, 449.50000000, 454.10000000, 458.10000000, 462.60000000, 466.60000000, 471.50000000, 476.20000000, 481.10000000, 485.20000000, 489.00000000, 493.20000000, 497.20000000, 501.40000000, 506.10000000, 511.40000000, 515.90000000, 520.30000000, 524.20000000, 528.20000000, 532.70000000, 536.50000000, 540.40000000, 544.20000000, 548.50000000, 552.90000000, 557.00000000, 561.10000000, 565.20000000, 569.10000000, 573.00000000, 576.10000000, 579.50000000, 583.90000000, 587.80000000, 591.50000000, 595.90000000, 599.60000000, 603.80000000, 608.00000000, 612.00000000, 616.40000000, 620.20000000, 624.20000000, 627.90000000, 631.70000000, 635.30000000, 639.80000000, 643.30000000, 647.60000000, 651.60000000, 655.70000000, 659.80000000, 663.70000000, 667.70000000, 671.90000000, 675.80000000, 679.30000000, 683.00000000, 686.60000000, 690.30000000, 693.90000000, 697.30000000, 700.70000000, 704.10000000, 707.30000000, 710.50000000, 713.90000000, 716.80000000, 720.50000000, 723.70000000, 726.50000000, 729.10000000, 732.40000000, 735.00000000, 737.70000000]
CP04OSSM-MFD37-01-OPTAAD000 | CP04OSSM-00002 | 2 | ACS241 | CC_ccwo | [ -2.36011700, -2.20509700, -2.04259900, -1.87932200, -1.73812800, -1.60054400, -1.47433100, -1.35652000, -1.24319100, -1.14541600, -1.03268500, -0.93984000, -0.85419000, -0.75933600, -0.67339300, -0.60077200, -0.52756300, -0.45890100, -0.39170700, -0.32628000, -0.26572100, -0.21463000, -0.16659300, -0.12066100, -0.07666300, -0.03521400, 0.00504900, 0.04994900, 0.08823100, 0.12148600, 0.15282300, 0.17059400, 0.20662900, 0.23774300, 0.26144000, 0.28612500, 0.30642000, 0.33262000, 0.35633400, 0.37418200, 0.39326400, 0.41038000, 0.42411000, 0.43560200, 0.43985600, 0.44076700, 0.44041200, 0.43483100, 0.42717500, 0.42101700, 0.41381900, 0.41955700, 0.42473800, 0.43422400, 0.44362000, 0.45007000, 0.46144600, 0.46802000, 0.47367800, 0.47915500, 0.48741700, 0.48658900, 0.48462500, 0.48032200, 0.47804400, 0.48202600, 0.48312700, 0.47953000, 0.47841100, 0.47723600, 0.46711700, 0.45296700, 0.43142100, 0.39528600, 0.35375600, 0.29640400, 0.23762700, 0.15145600, 0.05253100, -0.05460800, -0.18982500, -0.34708500, -0.51393800, -0.67827500, -0.85228600, -1.02488300, -1.17113900, -1.29519600]
CP04OSSM-MFD37-01-OPTAAD000 | CP04OSSM-00002 | 2 | ACS241 | CC_tcal | 17.5
CP04OSSM-MFD37-01-OPTAAD000 | CP04OSSM-00002 | 2 | ACS241 | CC_tbins | [ 0.29091400, 1.43598500, 2.44842100, 3.53479500, 4.48122100, 5.47666700, 6.49021500, 7.47986500, 8.48350900, 9.48065200, 10.48230800, 11.49111100, 12.50117600, 13.51393900, 14.49685700, 15.48542900, 16.50026300, 17.50102600, 18.47780500, 19.49194400, 20.49264700, 21.48697000, 22.50588200, 23.48600000, 24.48062500, 25.47933300, 26.48285700, 27.48851900, 28.48083300, 29.48695700, 30.49217400, 31.48350000, 32.49909100, 33.48473700, 34.48428600, 35.51750000, 36.51090900, 37.57558800, 38.08451000]
CP04OSSM-MFD37-01-OPTAAD000 | CP04OSSM-00002 | 2 | ACS241 | CC_awlngth | [401.60000000, 405.00000000, 408.40000000, 411.90000000, 414.80000000, 418.50000000, 422.40000000, 426.50000000, 430.20000000, 434.00000000, 438.00000000, 441.40000000, 446.20000000, 450.60000000, 455.20000000, 459.20000000, 463.60000000, 468.00000000, 472.90000000, 477.60000000, 482.00000000, 486.00000000, 490.20000000, 494.20000000, 498.20000000, 502.60000000, 507.30000000, 513.00000000, 516.80000000, 521.50000000, 524.90000000, 529.40000000, 533.50000000, 537.30000000, 541.30000000, 545.20000000, 549.50000000, 554.00000000, 558.20000000, 562.00000000, 566.10000000, 570.00000000, 573.70000000, 576.80000000, 580.30000000, 582.40000000, 586.30000000, 590.10000000, 594.20000000, 598.40000000, 602.10000000, 606.60000000, 610.70000000, 615.20000000, 619.00000000, 623.20000000, 626.70000000, 630.90000000, 634.40000000, 638.50000000, 642.10000000, 646.30000000, 650.60000000, 654.70000000, 659.00000000, 663.10000000, 667.00000000, 671.30000000, 674.90000000, 678.60000000, 682.20000000, 685.90000000, 689.70000000, 693.30000000, 696.60000000, 699.90000000, 703.10000000, 706.80000000, 710.20000000, 713.10000000, 716.30000000, 719.50000000, 723.50000000, 726.20000000, 729.20000000, 732.10000000, 735.00000000, 737.50000000]
CP04OSSM-MFD37-01-OPTAAD000 | CP04OSSM-00002 | 2 | ACS241 | CC_acwo | [ -1.83999900, -1.62309600, -1.45955900, -1.33760900, -1.24371500, -1.16713900, -1.09903700, -1.03713700, -0.97807700, -0.92031500, -0.86461200, -0.80928500, -0.75303300, -0.69870400, -0.64472200, -0.59113300, -0.53915700, -0.48787900, -0.43779600, -0.39048800, -0.34606600, -0.30339300, -0.26246300, -0.22174200, -0.18190500, -0.14229600, -0.10279300, -0.06530900, -0.03012900, 0.00391200, 0.03750400, 0.07358900, 0.10691700, 0.13788000, 0.16726500, 0.19667600, 0.22634500, 0.25490500, 0.28266800, 0.30827000, 0.33225600, 0.35416200, 0.37216400, 0.38699700, 0.39818300, 0.40225000, 0.40922200, 0.41210900, 0.41218000, 0.41180300, 0.41577500, 0.42533300, 0.44039600, 0.45717100, 0.47469000, 0.49221800, 0.50861800, 0.52497000, 0.54053600, 0.55480400, 0.56664400, 0.57701500, 0.58459300, 0.59031100, 0.59596500, 0.60303100, 0.61211300, 0.62092800, 0.62647100, 0.62765200, 0.62388700, 0.61336200, 0.59453000, 0.56650400, 0.52848100, 0.47900800, 0.41604600, 0.33849500, 0.24302200, 0.13277800, 0.00304500, -0.14851400, -0.31268100, -0.47576400, -0.64239500, -0.80635500, -0.94906000, -1.06193900]
CP04OSSM-MFD37-01-OPTAAD000 | CP04OSSM-00002 | 2 | ACS241 | CC_taarray | SheetRef:ACS241_CC_taarray
CP04OSSM-MFD37-01-OPTAAD000 | CP04OSSM-00002 | 2 | ACS241 | CC_tcarray | SheetRef:ACS241_CC_tcarray
CP04OSSM-RID27-02-FLORTD000 | CP04OSSM-00002 | 2 | 994 | CC_dark_counts_volume_scatter | 46
CP04OSSM-RID27-02-FLORTD000 | CP04OSSM-00002 | 2 | 994 | CC_scale_factor_volume_scatter | 1.948e-06
CP04OSSM-RID27-02-FLORTD000 | CP04OSSM-00002 | 2 | 994 | CC_dark_counts_chlorophyll_a | 50
CP04OSSM-RID27-02-FLORTD000 | CP04OSSM-00002 | 2 | 994 | CC_scale_factor_chlorophyll_a | 0.012
CP04OSSM-RID27-02-FLORTD000 | CP04OSSM-00002 | 2 | 994 | CC_dark_counts_cdom | 45
CP04OSSM-RID27-02-FLORTD000 | CP04OSSM-00002 | 2 | 994 | CC_scale_factor_cdom | 0.0898
CP04OSSM-RID27-02-FLORTD000 | CP04OSSM-00002 | 2 | 994 | CC_scattering_angle | 124 | Constant
CP04OSSM-RID27-02-FLORTD000 | CP04OSSM-00002 | 2 | 994 | CC_measurement_wavelength | 700 | Constant
CP04OSSM-RID27-02-FLORTD000 | CP04OSSM-00002 | 2 | 994 | CC_angular_resolution | 1.076 | Constant
CP04OSSM-RID27-02-FLORTD000 | CP04OSSM-00002 | 2 | 994 | CC_depolarization_ratio | 0.039 | Constant
CP04OSSM-RID27-03-CTDBPC000 | CP04OSSM-00002 | 2 | 16P71174-7208 | CC_lat | 39.9406
CP04OSSM-RID27-03-CTDBPC000 | CP04OSSM-00002 | 2 | 16P71174-7208 | CC_lon | -70.8786
CP04OSSM-RID27-03-CTDBPC000 | CP04OSSM-00002 | 2 | 16P71174-7208 | CC_a0 | 0.0012348
CP04OSSM-RID27-03-CTDBPC000 | CP04OSSM-00002 | 2 | 16P71174-7208 | CC_a1 | 0.00027808
CP04OSSM-RID27-03-CTDBPC000 | CP04OSSM-00002 | 2 | 16P71174-7208 | CC_a2 | -1.4178e-06
CP04OSSM-RID27-03-CTDBPC000 | CP04OSSM-00002 | 2 | 16P71174-7208 | CC_a3 | 1.9557e-07
CP04OSSM-RID27-03-CTDBPC000 | CP04OSSM-00002 | 2 | 16P71174-7208 | CC_ptempa0 | -62.008
CP04OSSM-RID27-03-CTDBPC000 | CP04OSSM-00002 | 2 | 16P71174-7208 | CC_ptempa1 | 52.5634
CP04OSSM-RID27-03-CTDBPC000 | CP04OSSM-00002 | 2 | 16P71174-7208 | CC_ptempa2 | -0.22296
CP04OSSM-RID27-03-CTDBPC000 | CP04OSSM-00002 | 2 | 16P71174-7208 | CC_ptca0 | 525064.2
CP04OSSM-RID27-03-CTDBPC000 | CP04OSSM-00002 | 2 | 16P71174-7208 | CC_ptca1 | 2.7504
CP04OSSM-RID27-03-CTDBPC000 | CP04OSSM-00002 | 2 | 16P71174-7208 | CC_ptca2 | -0.25045
CP04OSSM-RID27-03-CTDBPC000 | CP04OSSM-00002 | 2 | 16P71174-7208 | CC_ptcb0 | 25.257
CP04OSSM-RID27-03-CTDBPC000 | CP04OSSM-00002 | 2 | 16P71174-7208 | CC_ptcb1 | -0.0008
CP04OSSM-RID27-03-CTDBPC000 | CP04OSSM-00002 | 2 | 16P71174-7208 | CC_ptcb2 | 0
CP04OSSM-RID27-03-CTDBPC000 | CP04OSSM-00002 | 2 | 16P71174-7208 | CC_pa0 | -0.028241
CP04OSSM-RID27-03-CTDBPC000 | CP04OSSM-00002 | 2 | 16P71174-7208 | CC_pa1 | 0.00048352
CP04OSSM-RID27-03-CTDBPC000 | CP04OSSM-00002 | 2 | 16P71174-7208 | CC_pa2 | -5.4983e-12
CP04OSSM-RID27-03-CTDBPC000 | CP04OSSM-00002 | 2 | 16P71174-7208 | CC_g | -0.99114
CP04OSSM-RID27-03-CTDBPC000 | CP04OSSM-00002 | 2 | 16P71174-7208 | CC_h | 0.13531
CP04OSSM-RID27-03-CTDBPC000 | CP04OSSM-00002 | 2 | 16P71174-7208 | CC_i | -0.00032447
CP04OSSM-RID27-03-CTDBPC000 | CP04OSSM-00002 | 2 | 16P71174-7208 | CC_j | 4.1241e-05
CP04OSSM-RID27-03-CTDBPC000 | CP04OSSM-00002 | 2 | 16P71174-7208 | CC_cpcor | -9.57e-08
CP04OSSM-RID27-03-CTDBPC000 | CP04OSSM-00002 | 2 | 16P71174-7208 | CC_ctcor | 3.25e-06
CP04OSSM-MFD37-03-CTDBPE000 | CP04OSSM-00002 | 2 | 16-50067 | CC_lat | 39.9406
CP04OSSM-MFD37-03-CTDBPE000 | CP04OSSM-00002 | 2 | 16-50067 | CC_lon | -70.8786
CP04OSSM-MFD37-03-CTDBPE000 | CP04OSSM-00002 | 2 | 16-50067 | CC_a0 | 0.0012423
CP04OSSM-MFD37-03-CTDBPE000 | CP04OSSM-00002 | 2 | 16-50067 | CC_a1 | 0.00027467
CP04OSSM-MFD37-03-CTDBPE000 | CP04OSSM-00002 | 2 | 16-50067 | CC_a2 | -1.0209e-06
CP04OSSM-MFD37-03-CTDBPE000 | CP04OSSM-00002 | 2 | 16-50067 | CC_a3 | 1.792e-07
CP04OSSM-MFD37-03-CTDBPE000 | CP04OSSM-00002 | 2 | 16-50067 | CC_ptempa0 | -64.1228
CP04OSSM-MFD37-03-CTDBPE000 | CP04OSSM-00002 | 2 | 16-50067 | CC_ptempa1 | 51.8449
CP04OSSM-MFD37-03-CTDBPE000 | CP04OSSM-00002 | 2 | 16-50067 | CC_ptempa2 | -0.325
CP04OSSM-MFD37-03-CTDBPE000 | CP04OSSM-00002 | 2 | 16-50067 | CC_ptca0 | 524546
CP04OSSM-MFD37-03-CTDBPE000 | CP04OSSM-00002 | 2 | 16-50067 | CC_ptca1 | 54.8272
CP04OSSM-MFD37-03-CTDBPE000 | CP04OSSM-00002 | 2 | 16-50067 | CC_ptca2 | -0.89864
CP04OSSM-MFD37-03-CTDBPE000 | CP04OSSM-00002 | 2 | 16-50067 | CC_ptcb0 | 24.99
CP04OSSM-MFD37-03-CTDBPE000 | CP04OSSM-00002 | 2 | 16-50067 | CC_ptcb1 | 0
CP04OSSM-MFD37-03-CTDBPE000 | CP04OSSM-00002 | 2 | 16-50067 | CC_ptcb2 | 0
CP04OSSM-MFD37-03-CTDBPE000 | CP04OSSM-00002 | 2 | 16-50067 | CC_pa0 | 2.078
CP04OSSM-MFD37-03-CTDBPE000 | CP04OSSM-00002 | 2 | 16-50067 | CC_pa1 | 0.0026519
CP04OSSM-MFD37-03-CTDBPE000 | CP04OSSM-00002 | 2 | 16-50067 | CC_pa2 | 2.0655e-11
CP04OSSM-MFD37-03-CTDBPE000 | CP04OSSM-00002 | 2 | 16-50067 | CC_g | -0.97833
CP04OSSM-MFD37-03-CTDBPE000 | CP04OSSM-00002 | 2 | 16-50067 | CC_h | 0.15585
CP04OSSM-MFD37-03-CTDBPE000 | CP04OSSM-00002 | 2 | 16-50067 | CC_i | -0.00016055
CP04OSSM-MFD37-03-CTDBPE000 | CP04OSSM-00002 | 2 | 16-50067 | CC_j | 3.5184e-05
CP04OSSM-MFD37-03-CTDBPE000 | CP04OSSM-00002 | 2 | 16-50067 | CC_cpcor | -9.57e-08
CP04OSSM-MFD37-03-CTDBPE000 | CP04OSSM-00002 | 2 | 16-50067 | CC_ctcor | 3.25e-06
CP04OSSM-RID27-04-DOSTAD000 | CP04OSSM-00002 | 2 | 410 | CC_lat | 39.9406
CP04OSSM-RID27-04-DOSTAD000 | CP04OSSM-00002 | 2 | 410 | CC_lon | -70.8786
CP04OSSM-RID27-04-DOSTAD000 | CP04OSSM-00002 | 2 | 410 | CC_csv | [2.80123E-03,1.18488E-04,2.42419E-06,2.29227E02,-3.56919E-01,-5.75646E01,4.56208E00]
CP04OSSM-MFD37-04-DOSTAD000 | CP04OSSM-00002 | 2 | 412 | CC_lat | 39.9406
CP04OSSM-MFD37-04-DOSTAD000 | CP04OSSM-00002 | 2 | 412 | CC_lon | -70.8786
CP04OSSM-MFD37-04-DOSTAD000 | CP04OSSM-00002 | 2 | 412 | CC_csv | [2.85699E-03,1.18944E-04,2.45678E-06,2.31041E02,-3.79323E-01,-5.41534E01,4.57936E00]
CP04OSSM-RID26-07-NUTNRB000 | CP04OSSM-00002 | 2 | 261 | CC_lower_wavelength_limit_for_spectra_fit | 217 | Constant
CP04OSSM-RID26-07-NUTNRB000 | CP04OSSM-00002 | 2 | 261 | CC_upper_wavelength_limit_for_spectra_fit | 240 | Constant
CP04OSSM-RID26-07-NUTNRB000 | CP04OSSM-00002 | 2 | 261 | CC_cal_temp | 20.02
CP04OSSM-RID26-07-NUTNRB000 | CP04OSSM-00002 | 2 | 261 | CC_wl | [188.91, 189.71, 190.5, 191.3, 192.1, 192.9, 193.7, 194.5, 195.3, 196.1, 196.9, 197.7, 198.5, 199.3, 200.1, 200.9, 201.7, 202.5, 203.3, 204.1, 204.9, 205.7, 206.5, 207.3, 208.11, 208.91, 209.71, 210.51, 211.31, 212.11, 212.92, 213.72, 214.52, 215.32, 216.13, 216.93, 217.73, 218.54, 219.34, 220.14, 220.94, 221.75, 222.55, 223.36, 224.16, 224.96, 225.77, 226.57, 227.37, 228.18, 228.98, 229.79, 230.59, 231.4, 232.2, 233, 233.81, 234.61, 235.42, 236.22, 237.03, 237.83, 238.64, 239.44, 240.25, 241.05, 241.86, 242.66, 243.47, 244.27, 245.08, 245.88, 246.69, 247.49, 248.3, 249.11, 249.91, 250.72, 251.52, 252.33, 253.13, 253.94, 254.75, 255.55, 256.36, 257.16, 257.97, 258.77, 259.58, 260.39, 261.19, 262, 262.8, 263.61, 264.41, 265.22, 266.03, 266.83, 267.64, 268.44, 269.25, 270.06, 270.86, 271.67, 272.47, 273.28, 274.08, 274.89, 275.69, 276.5, 277.31, 278.11, 278.92, 279.72, 280.53, 281.33, 282.14, 282.94, 283.75, 284.55, 285.36, 286.16, 286.97, 287.77, 288.58, 289.38, 290.19, 290.99, 291.8, 292.6, 293.41, 294.21, 295.02, 295.82, 296.63, 297.43, 298.23, 299.04, 299.84, 300.65, 301.45, 302.25, 303.06, 303.86, 304.66, 305.47, 306.27, 307.07, 307.88, 308.68, 309.48, 310.29, 311.09, 311.89, 312.69, 313.5, 314.3, 315.1, 315.9, 316.7, 317.51, 318.31, 319.11, 319.91, 320.71, 321.51, 322.31, 323.11, 323.91, 324.72, 325.52, 326.32, 327.12, 327.92, 328.72, 329.52, 330.32, 331.12, 331.91, 332.71, 333.51, 334.31, 335.11, 335.91, 336.71, 337.5, 338.3, 339.1, 339.9, 340.7, 341.49, 342.29, 343.09, 343.88, 344.68, 345.48, 346.27, 347.07, 347.86, 348.66, 349.46, 350.25, 351.05, 351.84, 352.64, 353.43, 354.22, 355.02, 355.81, 356.61, 357.4, 358.19, 358.99, 359.78, 360.57, 361.36, 362.16, 362.95, 363.74, 364.53, 365.32, 366.11, 366.9, 367.69, 368.48, 369.27, 370.06, 370.85, 371.64, 372.43, 373.22, 374.01, 374.8, 375.59, 376.37, 377.16, 377.95, 378.74, 379.52, 380.31, 381.1, 381.88, 382.67, 383.45, 384.24, 385.02, 385.81, 386.59, 387.38, 388.16, 388.94, 389.73, 390.51, 391.29, 392.07, 392.86]
CP04OSSM-RID26-07-NUTNRB000 | CP04OSSM-00002 | 2 | 261 | CC_eno3 | [0.00463349, 0.00448901, -0.00197403, 0.00103395, 0.00470039, 0.00494564, 0.000642, 0.001039, 0.00215481, 0.00267319, 0.00753315, 0.00216575, 0.00420539, 0.00292784, -0.00384757, 0.00111134, 0.00428716, 0.00093637, 0.00010413, 0.00040538, 0.00250106, 0.00000494, 0.00318318, 0.00304787, 0.00461861, 0.00581531, 0.00621281, 0.00655412, 0.00647652, 0.00631826, 0.00608123, 0.00583118, 0.00547471, 0.00517025, 0.0048549, 0.00450497, 0.00419052, 0.00387218, 0.00355229, 0.00324415, 0.00295184, 0.00266945, 0.00241491, 0.00216707, 0.00193362, 0.00171114, 0.00150892, 0.00131832, 0.0011495, 0.00099187, 0.00085219, 0.00072715, 0.00061016, 0.0005115, 0.00042697, 0.00035394, 0.00028555, 0.00023702, 0.00019261, 0.00015011, 0.00012395, 0.00009621, 0.00006822, 0.00005495, 0.00003952, 0.00002286, 0.00001636, 0.00001264, -0.00000328, -0.00000428, -0.00001203, -0.00001534, -0.00001769, -0.00001692, -0.00001548, -0.00001754, -0.00001367, -0.00001593, -0.00001286, -0.00000308, -0.00001108, -0.00000348, 0.00000509, 0.00000325, -0.00000013, 0.00001539, 0.00000351, 0.00001557, 0.00002859, 0.00001762, 0.00002307, 0.00003614, 0.00002903, 0.00001581, 0.00003665, 0.00002428, 0.00005205, 0.00004559, 0.00004757, 0.00004669, 0.00005949, 0.00005232, 0.0000474, 0.00006328, 0.00005702, 0.00006449, 0.00007599, 0.00006867, 0.00006856, 0.0000784, 0.00007691, 0.00008478, 0.00009786, 0.00009077, 0.00008938, 0.00010174, 0.00010334, 0.00010791, 0.00011211, 0.00011521, 0.00010906, 0.00012769, 0.00012167, 0.00012998, 0.00013756, 0.00014044, 0.00012963, 0.00015037, 0.00014502, 0.00014191, 0.0001557, 0.0001538, 0.00015144, 0.00014647, 0.00016002, 0.00016999, 0.00017745, 0.00016769, 0.00018963, 0.00019316, 0.00019012, 0.00019506, 0.00020213, 0.00018728, 0.00019241, 0.00020661, 0.00018491, 0.00019579, 0.00020171, 0.00020879, 0.000208, 0.00022096, 0.00022174, 0.00022297, 0.00023162, 0.00022187, 0.0002279, 0.00022737, 0.00022506, 0.0002173, 0.00023378, 0.00022573, 0.00022778, 0.00023228, 0.00023867, 0.00023673, 0.00024237, 0.00024466, 0.00024175, 0.00024695, 0.00025392, 0.00024413, 0.00026209, 0.00025064, 0.0002473, 0.0002745, 0.00025402, 0.00026829, 0.00027115, 0.00027313, 0.00026999, 0.00027891, 0.00028135, 0.00028307, 0.00028584, 0.00028857, 0.00028748, 0.00029437, 0.0002735, 0.0002914, 0.00028728, 0.00028282, 0.00028314, 0.00028279, 0.00028762, 0.0002909, 0.00030644, 0.00030372, 0.00030539, 0.00032121, 0.00030222, 0.00031463, 0.00032788, 0.00031435, 0.00032516, 0.00033451, 0.00031735, 0.00032177, 0.00034313, 0.00032506, 0.0003551, 0.00033004, 0.00033906, 0.00032197, 0.00034495, 0.00032719, 0.00033389, 0.00034645, 0.00034602, 0.00034804, 0.00035503, 0.00036165, 0.00036006, 0.00035521, 0.00033131, 0.00035598, 0.00036289, 0.00035605, 0.0003551, 0.00035947, 0.00035288, 0.00037167, 0.00035284, 0.00035191, 0.00034511, 0.0003583, 0.00034893, 0.00037312, 0.00038338, 0.00037764, 0.00037323, 0.00039476, 0.00038471, 0.00037602, 0.00039174, 0.00037733, 0.00038512, 0.00038242, 0.0003899, 0.00038619, 0.00038841, 0.00035948, 0.0003743, 0.00037577, 0.00034184, 0.00034309]
CP04OSSM-RID26-07-NUTNRB000 | CP04OSSM-00002 | 2 | 261 | CC_eswa | [0.00278177, 0.00866617, 0.00905235, 0.00634357, 0.00528199, 0.0049902, 0.00673872, 0.00938557, 0.00583632, 0.0101499, 0.00654897, 0.01452037, 0.02538565, 0.03600436, 0.05085307, 0.05705008, 0.06126215, 0.06743124, 0.07113462, 0.07120352, 0.07057302, 0.07155096, 0.06612731, 0.06255954, 0.05632221, 0.04896392, 0.04197375, 0.03552404, 0.0295974, 0.02438149, 0.01992568, 0.01612707, 0.01298609, 0.01037572, 0.00825789, 0.00653823, 0.00514307, 0.00404492, 0.00317319, 0.00248852, 0.00195569, 0.00153513, 0.00119723, 0.00094644, 0.00074182, 0.00057872, 0.00046122, 0.0003619, 0.00029296, 0.00023568, 0.00018623, 0.00014904, 0.00012266, 0.0001123, 0.00009148, 0.00008355, 0.00006552, 0.00005475, 0.00004623, 0.00005205, 0.00003222, 0.0000251, 0.00002309, 0.00001237, 0.00001422, 0.00000388, 0.00000204, -0.00001076, -0.00000204, -0.0000069, 0.00000065, -0.0000006, -0.00000308, 0.00000564, -0.00000459, -0.00000029, 0.00000097, 0.00000592, -0.00000459, -0.00000544, 0.00000464, -0.00001004, -0.00000093, -0.00000664, 0.00000617, -0.00000227, 0.00001502, -0.00000391, 0.00000294, 0.000001, 0.00000414, 0.00001135, 0.00000403, 0.00002643, 0.00001208, 0.00001682, 0.00000698, 0.00001943, 0.00001834, 0.00002688, 0.00002396, 0.00002034, 0.00003788, 0.00003611, 0.00002957, 0.00002479, 0.00003043, 0.00003338, 0.00003803, 0.00003702, 0.00004172, 0.00004609, 0.0000372, 0.0000448, 0.00003625, 0.00004268, 0.00003998, 0.00005184, 0.00004862, 0.00004806, 0.0000585, 0.00005626, 0.00006348, 0.00005799, 0.0000623, 0.00005929, 0.00006137, 0.0000583, 0.00007368, 0.00008241, 0.00007882, 0.00006812, 0.00008919, 0.00010067, 0.00010166, 0.0000946, 0.00008404, 0.00009884, 0.00009227, 0.00008754, 0.00011404, 0.00010826, 0.00010708, 0.00012126, 0.00012239, 0.00012374, 0.0001262, 0.00013947, 0.00013687, 0.00013594, 0.00014326, 0.00014197, 0.0001491, 0.00014959, 0.00014815, 0.000166, 0.00016152, 0.0001703, 0.00016877, 0.00018534, 0.00017025, 0.00018443, 0.00019244, 0.00019703, 0.00019089, 0.00019672, 0.00019939, 0.00019977, 0.00020604, 0.00021305, 0.00021538, 0.00022242, 0.00022018, 0.00022793, 0.00025162, 0.00024526, 0.00025124, 0.00025962, 0.00026371, 0.00025019, 0.00025652, 0.00025017, 0.00025667, 0.00025325, 0.00026069, 0.00026044, 0.0002768, 0.00028289, 0.00029172, 0.00028615, 0.00031181, 0.00031838, 0.00032404, 0.00033171, 0.00030626, 0.00032774, 0.00032271, 0.00031759, 0.00032356, 0.00032462, 0.00033579, 0.00034088, 0.00032885, 0.00035851, 0.00036485, 0.00036715, 0.00037044, 0.00039313, 0.00037115, 0.00038772, 0.000378, 0.00038846, 0.00038888, 0.00041329, 0.0004027, 0.00040606, 0.00041443, 0.00041279, 0.00040412, 0.00041733, 0.00042657, 0.00042679, 0.00042397, 0.00045292, 0.0004598, 0.00045244, 0.00044154, 0.00045433, 0.00043539, 0.00046342, 0.00048223, 0.00046045, 0.00048736, 0.00049106, 0.00050393, 0.00051714, 0.00050569, 0.00048555, 0.00049979, 0.00050178, 0.00050735, 0.0005142, 0.00051994, 0.0005298, 0.00052498, 0.00053651, 0.0005245, 0.00053343, 0.00053397, 0.00053883, 0.00056462, 0.00057749, 0.00057518, 0.00057057, 0.00059046, 0.00059471]
CP04OSSM-RID26-07-NUTNRB000 | CP04OSSM-00002 | 2 | 261 | CC_di | [64, 74, 70, 62, 68, 68, 69, 78, 66, 96, 90, 143, 319, 825, 1958, 4151, 7653, 12219, 17091, 21526, 24878, 27021, 28013, 28125, 27710, 27088, 26418, 25902, 25639, 25613, 25922, 26530, 27439, 28645, 30209, 31970, 33933, 36029, 38091, 40030, 41656, 42826, 43424, 43396, 42696, 41458, 39870, 38066, 36260, 34579, 33096, 31894, 30958, 30304, 29912, 29748, 29766, 30020, 30456, 31081, 31843, 32764, 33856, 35050, 36360, 37716, 39095, 40344, 41468, 42307, 42848, 42998, 42662, 41912, 40726, 39204, 37444, 35541, 33548, 31638, 29828, 28119, 26620, 25248, 24079, 23044, 22182, 21428, 20856, 20386, 20046, 19852, 19750, 19769, 19910, 20157, 20496, 20943, 21474, 22071, 22740, 23400, 24108, 24789, 25397, 25896, 26325, 26586, 26687, 26626, 26382, 25976, 25444, 24782, 24059, 23332, 22560, 21822, 21134, 20474, 19886, 19390, 18954, 18582, 18320, 18102, 17968, 17920, 17921, 17990, 18121, 18274, 18522, 18789, 19116, 19460, 19846, 20277, 20747, 21247, 21783, 22330, 22895, 23483, 24058, 24654, 25228, 25840, 26366, 26880, 27314, 27717, 28050, 28318, 28486, 28579, 28546, 28448, 28258, 27999, 27623, 27235, 26778, 26280, 25756, 25186, 24602, 24002, 23372, 22739, 22092, 21415, 20751, 20075, 19479, 18902, 18368, 17879, 17428, 17018, 16666, 16338, 16060, 15774, 15524, 15269, 15044, 14817, 14584, 14370, 14180, 13980, 13772, 13600, 13424, 13294, 13198, 13096, 13036, 12989, 12943, 12902, 12888, 12880, 12879, 12900, 12915, 12946, 12979, 13016, 13048, 13091, 13120, 13169, 13201, 13225, 13250, 13263, 13250, 13262, 13272, 13252, 13222, 13180, 13050, 12902, 12714, 12538, 12339, 12187, 12025, 11852, 11689, 11538, 11393, 11270, 11122, 10987, 10849, 10650, 10435, 10217, 10007, 9814, 9630, 9462, 9314, 9174, 9052, 8938, 8845, 8767, 8651, 8434, 8059, 8059]
CP04OSSM-RID26-08-SPKIRB000 | CP04OSSM-00002 | 2 | 274 | CC_immersion_factor | [1.368, 1.41, 1.365, 1.354, 1.372, 1.322, 1.347]
CP04OSSM-RID26-08-SPKIRB000 | CP04OSSM-00002 | 2 | 274 | CC_offset | [2147555036.8, 2148036754.5, 2147654090.8, 2147497011.3, 2147832430.9, 2147944646.6, 2147001533.5]
CP04OSSM-RID26-08-SPKIRB000 | CP04OSSM-00002 | 2 | 274 | CC_scale | [0.000000204058379006, 0.000000197460504029, 0.000000206336617934, 0.000000210988319339, 0.000000214528943175, 0.000000208906295411, 0.00000021107916147]
CP04OSSM-MFD35-01-ADCPSJ000 | CP04OSSM-00002 | 2 | 22642 | CC_depth | 442000 | units = mm
CP04OSSM-MFD35-01-ADCPSJ000 | CP04OSSM-00002 | 2 | 22642 | CC_lat | 39.9406
CP04OSSM-MFD35-01-ADCPSJ000 | CP04OSSM-00002 | 2 | 22642 | CC_lon | -70.8786
CP04OSSM-MFD35-01-ADCPSJ000 | CP04OSSM-00002 | 2 | 22642 | CC_scale_factor1 | 0.45
CP04OSSM-MFD35-01-ADCPSJ000 | CP04OSSM-00002 | 2 | 22642 | CC_scale_factor2 | 0.45
CP04OSSM-MFD35-01-ADCPSJ000 | CP04OSSM-00002 | 2 | 22642 | CC_scale_factor3 | 0.45
CP04OSSM-MFD35-01-ADCPSJ000 | CP04OSSM-00002 | 2 | 22642 | CC_scale_factor4 | 0.45
CP04OSSM-MFD35-02-PRESFC000 | CP04OSSM-00002 | 2 | 26-1400 | CC_c1 | -4538.281
CP04OSSM-MFD35-02-PRESFC000 | CP04OSSM-00002 | 2 | 26-1400 | CC_c2 | 187.5092
CP04OSSM-MFD35-02-PRESFC000 | CP04OSSM-00002 | 2 | 26-1400 | CC_c3 | 13630.6
CP04OSSM-MFD35-02-PRESFC000 | CP04OSSM-00002 | 2 | 26-1400 | CC_d1 | 0.066159
CP04OSSM-MFD35-02-PRESFC000 | CP04OSSM-00002 | 2 | 26-1400 | CC_d2 | 0
CP04OSSM-MFD35-02-PRESFC000 | CP04OSSM-00002 | 2 | 26-1400 | CC_offset_correction_factor | 0
CP04OSSM-MFD35-02-PRESFC000 | CP04OSSM-00002 | 2 | 26-1400 | CC_pressure_offset_calibration_coefficient | -0.3878
CP04OSSM-MFD35-02-PRESFC000 | CP04OSSM-00002 | 2 | 26-1400 | CC_slope_correction_factor | 1
CP04OSSM-MFD35-02-PRESFC000 | CP04OSSM-00002 | 2 | 26-1400 | CC_t1 | 30.3571
CP04OSSM-MFD35-02-PRESFC000 | CP04OSSM-00002 | 2 | 26-1400 | CC_t2 | 1.2042
CP04OSSM-MFD35-02-PRESFC000 | CP04OSSM-00002 | 2 | 26-1400 | CC_t3 | 48.0196
CP04OSSM-MFD35-02-PRESFC000 | CP04OSSM-00002 | 2 | 26-1400 | CC_t4 | 112.5149
CP04OSSM-MFD35-02-PRESFC000 | CP04OSSM-00002 | 2 | 26-1400 | CC_u0 | 5.7722
CP04OSSM-MFD35-02-PRESFC000 | CP04OSSM-00002 | 2 | 26-1400 | CC_y1 | -3999.241
CP04OSSM-MFD35-02-PRESFC000 | CP04OSSM-00002 | 2 | 26-1400 | CC_y2 | -10753.24
CP04OSSM-MFD35-02-PRESFC000 | CP04OSSM-00002 | 2 | 26-1400 | CC_y3 | 0
CP04OSSM-MFD35-02-PRESFC000 | CP04OSSM-00002 | 2 | 26-1400 | CC_b | 838.8
CP04OSSM-MFD35-02-PRESFC000 | CP04OSSM-00002 | 2 | 26-1400 | CC_m | 12582.9
CP04OSSM-MFD35-05-PCO2WB000 | CP04OSSM-00002 | 2 | C0099 | CC_cala | -0.0398
CP04OSSM-MFD35-05-PCO2WB000 | CP04OSSM-00002 | 2 | C0099 | CC_calb | 1.0529
CP04OSSM-MFD35-05-PCO2WB000 | CP04OSSM-00002 | 2 | C0099 | CC_calc | -2.1104
CP04OSSM-MFD35-05-PCO2WB000 | CP04OSSM-00002 | 2 | C0099 | CC_calt | 14.5807
CP04OSSM-MFD35-05-PCO2WB000 | CP04OSSM-00002 | 2 | C0099 | CC_ea434 | 19706
CP04OSSM-MFD35-05-PCO2WB000 | CP04OSSM-00002 | 2 | C0099 | CC_ea620 | 34
CP04OSSM-MFD35-05-PCO2WB000 | CP04OSSM-00002 | 2 | C0099 | CC_eb434 | 3073
CP04OSSM-MFD35-05-PCO2WB000 | CP04OSSM-00002 | 2 | C0099 | CC_eb620 | 44327
CP04OSSM-MFD37-07-ZPLSCC000 | CP04OSSM-00002 | 2 | 55077 |  |  | Need to determine if any cal parameters are required for this instrument
CP04OSSM-SBC11-00-CPMENG000 | CP04OSSM-00002 | 2 | CP04OSSM-00002-CPM1 |  |  | This is a bogus serial number; CPM Engineering data has no L1 or L2 calculations requiring a calibration coefficient.
CP04OSSM-RIC21-00-CPMENG000 | CP04OSSM-00002 | 2 | CP04OSSM-00002-CPM2 |  |  | This is a bogus serial number; CPM Engineering data has no L1 or L2 calculations requiring a calibration coefficient.
CP04OSSM-MFC31-00-CPMENG000 | CP04OSSM-00002 | 2 | CP04OSSM-00002-CPM3 |  |  | This is a bogus serial number; CPM Engineering data has no L1 or L2 calculations requiring a calibration coefficient.
CP04OSSM-SBD11-00-DCLENG000 | CP04OSSM-00002 | 2 | CP04OSSM-00002-DCL11 |  |  | This is a bogus serial number; DCL Engineering data has no L1 or L2 calculations requiring a calibration coefficient.
CP04OSSM-SBD12-00-DCLENG000 | CP04OSSM-00002 | 2 | CP04OSSM-00002-DCL12 |  |  | This is a bogus serial number; DCL Engineering data has no L1 or L2 calculations requiring a calibration coefficient.
CP04OSSM-RID26-00-DCLENG000 | CP04OSSM-00002 | 2 | CP04OSSM-00002-DCL26 |  |  | This is a bogus serial number; DCL Engineering data has no L1 or L2 calculations requiring a calibration coefficient.
CP04OSSM-RID27-00-DCLENG000 | CP04OSSM-00002 | 2 | CP04OSSM-00002-DCL27 |  |  | This is a bogus serial number; DCL Engineering data has no L1 or L2 calculations requiring a calibration coefficient.
CP04OSSM-MFD35-00-DCLENG000 | CP04OSSM-00002 | 2 | CP04OSSM-00002-DCL35 |  |  | This is a bogus serial number; DCL Engineering data has no L1 or L2 calculations requiring a calibration coefficient.
CP04OSSM-MFD37-00-DCLENG000 | CP04OSSM-00002 | 2 | CP04OSSM-00002-DCL37 |  |  | This is a bogus serial number; DCL Engineering data has no L1 or L2 calculations requiring a calibration coefficient.

## ACS240_CC_taarray
-0.074231 | -0.075719 | -0.0752 | -0.073599 | -0.072741 | -0.070202 | -0.066603 | -0.064385 | -0.059843 | -0.05549 | -0.051956 | -0.04795 | -0.046459 | -0.043454 | -0.039992 | -0.037728 | -0.034096 | -0.033174 | -0.029572 | -0.026904 | -0.023188 | -0.019105 | -0.016017 | -0.01122 | -0.006674 | 0 | 0.004503 | 0.008991 | 0.013951 | 0.017349 | 0.022198 | 0.028133 | 0.031932 | 0.035858 | 0.038793 | 0.044201 | 0.044255 | 0.048051
-0.062197 | -0.06336 | -0.062378 | -0.060519 | -0.059306 | -0.056774 | -0.053701 | -0.051569 | -0.049489 | -0.046456 | -0.043302 | -0.039046 | -0.038742 | -0.035296 | -0.032887 | -0.029948 | -0.027633 | -0.025941 | -0.023912 | -0.020943 | -0.018875 | -0.015448 | -0.012713 | -0.008973 | -0.005119 | 0 | 0.004496 | 0.006814 | 0.010918 | 0.013703 | 0.017914 | 0.022347 | 0.025052 | 0.02858 | 0.030738 | 0.035453 | 0.034809 | 0.037964
-0.048747 | -0.049055 | -0.047969 | -0.046007 | -0.044861 | -0.043063 | -0.040699 | -0.038917 | -0.036349 | -0.034051 | -0.031975 | -0.029453 | -0.028701 | -0.026016 | -0.024553 | -0.022396 | -0.021247 | -0.019704 | -0.018196 | -0.01561 | -0.014045 | -0.010932 | -0.009587 | -0.006826 | -0.004279 | 0 | 0.002808 | 0.005183 | 0.007877 | 0.010407 | 0.013115 | 0.017075 | 0.018529 | 0.020982 | 0.022689 | 0.025387 | 0.025046 | 0.026829
-0.033734 | -0.034385 | -0.033942 | -0.032369 | -0.031564 | -0.030058 | -0.028164 | -0.026807 | -0.02568 | -0.023437 | -0.0215 | -0.020358 | -0.019895 | -0.01864 | -0.017254 | -0.015979 | -0.014922 | -0.014068 | -0.013767 | -0.011747 | -0.010551 | -0.008474 | -0.007424 | -0.00543 | -0.003754 | 0 | 0.001121 | 0.003557 | 0.004585 | 0.005804 | 0.007678 | 0.010223 | 0.011407 | 0.013028 | 0.01343 | 0.015929 | 0.015134 | 0.016361
-0.021427 | -0.021962 | -0.021786 | -0.020396 | -0.019444 | -0.018715 | -0.017594 | -0.017146 | -0.016444 | -0.014989 | -0.014117 | -0.012654 | -0.013161 | -0.012101 | -0.011167 | -0.009999 | -0.009691 | -0.00967 | -0.009186 | -0.008067 | -0.006722 | -0.005676 | -0.005139 | -0.003717 | -0.002316 | 0 | 0.000895 | 0.002013 | 0.003494 | 0.003957 | 0.005221 | 0.007041 | 0.007397 | 0.009099 | 0.008779 | 0.009755 | 0.00888 | 0.009587
-0.015106 | -0.015288 | -0.015203 | -0.014254 | -0.013696 | -0.013209 | -0.012091 | -0.011562 | -0.010738 | -0.009791 | -0.00908 | -0.007962 | -0.008405 | -0.007482 | -0.006948 | -0.006388 | -0.006244 | -0.005911 | -0.00555 | -0.005496 | -0.004616 | -0.003679 | -0.003383 | -0.002482 | -0.001254 | 0 | 0.000947 | 0.001558 | 0.002395 | 0.002356 | 0.003592 | 0.004564 | 0.004604 | 0.004872 | 0.005235 | 0.005601 | 0.004548 | 0.005013
-0.010353 | -0.010768 | -0.010922 | -0.009954 | -0.009382 | -0.008898 | -0.008106 | -0.007742 | -0.007033 | -0.006474 | -0.00591 | -0.005362 | -0.005675 | -0.00496 | -0.004813 | -0.004542 | -0.004504 | -0.004424 | -0.004708 | -0.003853 | -0.00372 | -0.002632 | -0.003081 | -0.001788 | -0.001165 | 0 | 0.000719 | 0.000796 | 0.000736 | 0.001204 | 0.001258 | 0.002272 | 0.002165 | 0.002701 | 0.002798 | 0.003305 | 0.001894 | 0.002189
-0.007545 | -0.007904 | -0.007677 | -0.006641 | -0.006367 | -0.005971 | -0.005464 | -0.005111 | -0.004727 | -0.004194 | -0.003821 | -0.003259 | -0.003523 | -0.003534 | -0.002781 | -0.00282 | -0.002857 | -0.002706 | -0.003066 | -0.002473 | -0.002196 | -0.001597 | -0.001935 | -0.001266 | -0.000952 | 0 | 0.000515 | 0.000853 | 0.001133 | 0.000944 | 0.00134 | 0.002131 | 0.001398 | 0.001997 | 0.002073 | 0.002166 | 0.001182 | 0.001296
-0.005598 | -0.005945 | -0.005999 | -0.005246 | -0.005069 | -0.004748 | -0.004275 | -0.004001 | -0.003728 | -0.002997 | -0.002776 | -0.002501 | -0.002887 | -0.002466 | -0.002407 | -0.002142 | -0.002321 | -0.002368 | -0.00253 | -0.001953 | -0.00195 | -0.001458 | -0.001706 | -0.001226 | -0.000765 | 0 | 0.000547 | 0.000535 | 0.000604 | 0.000909 | 0.000882 | 0.001271 | 0.001274 | 0.001155 | 0.001295 | 0.001119 | 0.000421 | 0.000389
-0.004062 | -0.004389 | -0.004575 | -0.003805 | -0.003416 | -0.003392 | -0.002709 | -0.002635 | -0.002231 | -0.002048 | -0.001978 | -0.001628 | -0.002003 | -0.002008 | -0.001375 | -0.001503 | -0.00151 | -0.001656 | -0.001673 | -0.001354 | -0.001375 | -0.001063 | -0.001328 | -0.000789 | -0.000354 | 0 | 0.000598 | 0.000276 | 0.000455 | 0.000411 | 0.000472 | 0.001326 | 0.000714 | 0.000701 | 0.000647 | 0.000575 | -0.000311 | -0.000229
-0.003246 | -0.003435 | -0.003475 | -0.00292 | -0.002622 | -0.00255 | -0.002204 | -0.00207 | -0.001968 | -0.001438 | -0.001382 | -0.001098 | -0.001426 | -0.001366 | -0.001202 | -0.00126 | -0.001196 | -0.00143 | -0.001526 | -0.001264 | -0.001204 | -0.000652 | -0.000978 | -0.000692 | -0.000507 | 0 | 0.00044 | -3e-06 | 0.000268 | 0.000225 | 0.000161 | 0.000806 | 0.000616 | 0.000737 | 0.00048 | 0.000407 | -0.000404 | -0.000556
-0.002459 | -0.002722 | -0.002856 | -0.002266 | -0.002174 | -0.002016 | -0.001669 | -0.001482 | -0.001386 | -0.001101 | -0.000978 | -0.000973 | -0.001131 | -0.001042 | -0.000941 | -0.000738 | -0.000839 | -0.000923 | -0.00119 | -0.000913 | -0.000754 | -0.000485 | -0.000772 | -0.000491 | -0.000434 | 0 | 0.000319 | 0.000333 | 0.000274 | 0.000309 | 0.000268 | 0.000402 | 0.000319 | 0.000271 | 0.000385 | 0.000282 | -0.000719 | -0.000557
-0.001676 | -0.002019 | -0.00212 | -0.001468 | -0.001175 | -0.001169 | -0.000961 | -0.000923 | -0.000736 | -0.000568 | -0.000512 | -0.000345 | -0.000646 | -0.000783 | -0.000551 | -0.000714 | -0.000602 | -0.000805 | -0.000753 | -0.000576 | -0.000681 | -0.000201 | -0.000414 | -0.000365 | -0.000265 | 0 | 0.000342 | 0.000259 | 0.000194 | 0.000142 | 0.000203 | 0.000623 | 0.000221 | 0.000649 | 0.000205 | 6.6e-05 | -0.000524 | -0.000708
-0.001165 | -0.001401 | -0.001731 | -0.001271 | -0.000947 | -0.000817 | -0.00059 | -0.000578 | -0.000517 | -0.000199 | -6.6e-05 | 1.4e-05 | -0.000281 | -0.000326 | -0.000397 | -0.000495 | -0.000484 | -0.000645 | -0.000829 | -0.000482 | -0.000517 | -0.000378 | -0.000363 | -0.000296 | -0.000364 | 0 | 0.00019 | 9.8e-05 | 0.000307 | 2.8e-05 | 0.00022 | 0.000391 | 7.9e-05 | 0.000197 | 6.7e-05 | -0.000108 | -0.000703 | -0.000753
-0.001437 | -0.0017 | -0.001908 | -0.001489 | -0.001158 | -0.001154 | -0.000828 | -0.000762 | -0.000646 | -0.000356 | -0.000213 | -0.0002 | -0.000485 | -0.000382 | -0.000418 | -0.00035 | -0.000531 | -0.000703 | -0.000694 | -0.000582 | -0.000437 | -0.000257 | -0.000482 | -0.000241 | -0.000216 | 0 | 0.000179 | 0.00014 | 6.8e-05 | 1.4e-05 | 0.000158 | 0.000278 | 0.000194 | 0.000125 | 4.3e-05 | -5.9e-05 | -0.000625 | -0.000737
-0.000835 | -0.001102 | -0.001232 | -0.000879 | -0.000624 | -0.000634 | -0.000471 | -0.00049 | -0.00037 | -0.00028 | -0.000235 | -0.000114 | -0.000342 | -0.000454 | -0.000538 | -0.00043 | -0.00059 | -0.000695 | -0.000768 | -0.000595 | -0.000344 | -0.00015 | -0.000423 | -0.000216 | -0.000224 | 0 | 0.000226 | 0.000117 | 0.000283 | 0.000251 | 2e-05 | 0.000321 | 0.000176 | 0.000308 | 8.4e-05 | -0.000228 | -0.000741 | -0.00073
-0.000873 | -0.001092 | -0.001345 | -0.001109 | -0.000753 | -0.000755 | -0.000617 | -0.000557 | -0.000409 | -0.000161 | -0.000181 | -0.000202 | -0.000408 | -0.000429 | -0.000624 | -0.000524 | -0.000556 | -0.000713 | -0.000824 | -0.000681 | -0.000541 | -0.000271 | -0.000448 | -0.000377 | -0.000265 | 0 | 4.5e-05 | 0.000137 | 4e-06 | -6.3e-05 | 6.4e-05 | 9.3e-05 | -0.000104 | -9.8e-05 | -3.1e-05 | -0.00027 | -0.000763 | -0.000808
-0.000934 | -0.001202 | -0.001378 | -0.001094 | -0.00083 | -0.000806 | -0.000664 | -0.000591 | -0.000506 | -0.000455 | -0.000351 | -0.000345 | -0.000439 | -0.000595 | -0.000481 | -0.000579 | -0.000677 | -0.000711 | -0.000872 | -0.000574 | -0.000539 | -0.000289 | -0.000278 | -0.000197 | -0.000213 | 0 | 7.9e-05 | 0.000159 | 0.000125 | 6.5e-05 | 0.000107 | 0.000349 | 8.9e-05 | 0.000159 | -2.5e-05 | -0.000145 | -0.00067 | -0.000701
-0.000433 | -0.00067 | -0.000978 | -0.00081 | -0.000556 | -0.000651 | -0.000444 | -0.000371 | -0.000438 | -0.000253 | -0.000377 | -0.000224 | -0.000314 | -0.000525 | -0.000567 | -0.000548 | -0.000654 | -0.000781 | -0.000828 | -0.000696 | -0.000511 | -0.00034 | -0.00034 | -0.000195 | -0.000286 | 0 | 5.4e-05 | 7.5e-05 | 0.000191 | 1.8e-05 | 3.5e-05 | 0.000146 | -5.4e-05 | 7.9e-05 | -5e-06 | -0.000258 | -0.00059 | -0.000633
-0.000618 | -0.000905 | -0.001221 | -0.001004 | -0.000818 | -0.000806 | -0.000674 | -0.000646 | -0.000602 | -0.000446 | -0.000421 | -0.000349 | -0.000441 | -0.000614 | -0.000653 | -0.000733 | -0.000733 | -0.000831 | -0.000915 | -0.000719 | -0.000586 | -0.000347 | -0.000366 | -0.000194 | -0.000152 | 0 | 0.000209 | 6.1e-05 | 0.000195 | 0.000109 | 1.4e-05 | 0.000188 | 0.0001 | 0.00012 | 2.3e-05 | -0.000205 | -0.000525 | -0.000559
-0.000275 | -0.000523 | -0.000812 | -0.000679 | -0.000529 | -0.00056 | -0.000527 | -0.000574 | -0.000559 | -0.000358 | -0.000489 | -0.000354 | -0.000411 | -0.000508 | -0.000596 | -0.000605 | -0.000681 | -0.000877 | -0.000837 | -0.000716 | -0.000569 | -0.00029 | -0.00029 | -0.000156 | -0.000204 | 0 | 6.6e-05 | 8.3e-05 | 0.000173 | 3.7e-05 | 7.5e-05 | 0.000189 | 0.000118 | 4.6e-05 | -3.1e-05 | -0.000122 | -0.00054 | -0.000543
-0.000501 | -0.000806 | -0.001164 | -0.001018 | -0.000794 | -0.000838 | -0.00078 | -0.000772 | -0.000713 | -0.000589 | -0.000515 | -0.00051 | -0.000594 | -0.000758 | -0.000719 | -0.000836 | -0.000789 | -0.001024 | -0.000992 | -0.00083 | -0.000747 | -0.000432 | -0.000386 | -0.000328 | -0.000259 | 0 | 0.000123 | -1.5e-05 | 8.4e-05 | 2.5e-05 | 4.3e-05 | 0.00017 | 4.2e-05 | 0.000101 | -8.3e-05 | -0.000259 | -0.000544 | -0.000574
-0.000242 | -0.000485 | -0.000856 | -0.00074 | -0.000563 | -0.000605 | -0.000579 | -0.000633 | -0.00059 | -0.000491 | -0.00051 | -0.000474 | -0.000568 | -0.000729 | -0.000661 | -0.000848 | -0.000827 | -0.001055 | -0.000952 | -0.000793 | -0.000679 | -0.00044 | -0.000343 | -0.000291 | -0.000353 | 0 | 9.1e-05 | 4.5e-05 | 8.2e-05 | 7.5e-05 | 3.2e-05 | 0.000122 | 1e-06 | -4.3e-05 | -2.6e-05 | -0.000257 | -0.000494 | -0.000502
-0.000137 | -0.000399 | -0.000741 | -0.00071 | -0.000595 | -0.000615 | -0.000675 | -0.000606 | -0.000652 | -0.000529 | -0.000503 | -0.000453 | -0.000559 | -0.000725 | -0.000749 | -0.000882 | -0.000879 | -0.000975 | -0.000916 | -0.000839 | -0.000687 | -0.000498 | -0.000302 | -0.000277 | -0.000271 | 0 | 5.5e-05 | 9.8e-05 | 0.000178 | 0.000108 | 7.2e-05 | 0.000193 | 8e-05 | 6.5e-05 | -3.1e-05 | -0.000183 | -0.000514 | -0.000531
-0.000188 | -0.000472 | -0.000807 | -0.000787 | -0.000658 | -0.000686 | -0.000665 | -0.000671 | -0.000653 | -0.000521 | -0.00054 | -0.000474 | -0.000677 | -0.000725 | -0.000813 | -0.000854 | -0.000909 | -0.001064 | -0.001009 | -0.000855 | -0.000716 | -0.00047 | -0.000402 | -0.000259 | -0.000273 | 0 | 7.3e-05 | 2.6e-05 | 0.000117 | 7.5e-05 | 6e-06 | 0.000114 | -9e-06 | 1e-05 | -8.9e-05 | -0.000219 | -0.000465 | -0.000481
8e-05 | -0.000164 | -0.000521 | -0.000486 | -0.000399 | -0.000444 | -0.000473 | -0.000513 | -0.000528 | -0.000468 | -0.000404 | -0.000386 | -0.000547 | -0.000632 | -0.000765 | -0.000831 | -0.000881 | -0.000975 | -0.000912 | -0.000765 | -0.000664 | -0.000426 | -0.000362 | -0.000228 | -0.000259 | 0 | 6e-05 | 9e-05 | 0.000129 | 5.3e-05 | 3.2e-05 | 0.00013 | 4.1e-05 | 5.5e-05 | -6.4e-05 | -0.00012 | -0.000481 | -0.000473
-0.000112 | -0.000337 | -0.000688 | -0.000666 | -0.000513 | -0.000585 | -0.000599 | -0.000622 | -0.000619 | -0.000537 | -0.000516 | -0.00048 | -0.000632 | -0.000707 | -0.000721 | -0.000906 | -0.00088 | -0.00106 | -0.000966 | -0.000883 | -0.000724 | -0.00048 | -0.000342 | -0.000259 | -0.000269 | 0 | 3.4e-05 | 8.4e-05 | 7.9e-05 | 0.000112 | 2.4e-05 | 5.1e-05 | -2.3e-05 | 4e-05 | -7e-05 | -0.000169 | -0.000523 | -0.000495
-9.3e-05 | -0.000335 | -0.000676 | -0.000643 | -0.000512 | -0.000476 | -0.00053 | -0.000531 | -0.000546 | -0.000449 | -0.000454 | -0.000469 | -0.000575 | -0.000601 | -0.00072 | -0.000808 | -0.000925 | -0.000961 | -0.000963 | -0.000798 | -0.000606 | -0.000437 | -0.000351 | -0.000263 | -0.000248 | 0 | -1.1e-05 | 2.1e-05 | 9e-05 | 7e-05 | 5.4e-05 | 6.2e-05 | -3e-06 | 2.3e-05 | -0.000151 | -0.000263 | -0.000457 | -0.000498
-0.000143 | -0.000367 | -0.000649 | -0.00066 | -0.000572 | -0.000591 | -0.000644 | -0.00067 | -0.000659 | -0.0006 | -0.000558 | -0.000515 | -0.000707 | -0.000751 | -0.00077 | -0.000876 | -0.000994 | -0.001059 | -0.001009 | -0.000877 | -0.000658 | -0.000509 | -0.000417 | -0.000298 | -0.000286 | 0 | 6.3e-05 | 3.5e-05 | 8.1e-05 | 4.1e-05 | 4.2e-05 | 5.4e-05 | -5e-06 | 1.6e-05 | -0.000137 | -0.000237 | -0.000497 | -0.000502
-0.00023 | -0.000452 | -0.000732 | -0.00069 | -0.000583 | -0.000591 | -0.000603 | -0.000612 | -0.000615 | -0.00052 | -0.000523 | -0.000478 | -0.000597 | -0.000639 | -0.000762 | -0.000866 | -0.000919 | -0.000933 | -0.00088 | -0.000738 | -0.000715 | -0.00043 | -0.000337 | -0.00027 | -0.000175 | 0 | 3.7e-05 | 0.000107 | 8.3e-05 | 8.1e-05 | 6e-05 | 8.7e-05 | 6.4e-05 | 9e-06 | -0.000104 | -0.000198 | -0.000453 | -0.000455
-0.000251 | -0.000474 | -0.000728 | -0.000705 | -0.000594 | -0.000594 | -0.000645 | -0.000624 | -0.000654 | -0.000527 | -0.000565 | -0.000496 | -0.000608 | -0.000707 | -0.000704 | -0.000871 | -0.000898 | -0.000993 | -0.000906 | -0.000755 | -0.000612 | -0.000411 | -0.000303 | -0.000236 | -0.000198 | 0 | 1.2e-05 | 5.5e-05 | 0.000167 | 0.000148 | 5e-05 | 0.000114 | 6.8e-05 | 6.2e-05 | -4.2e-05 | -0.000225 | -0.000414 | -0.000449
-0.000321 | -0.000516 | -0.000752 | -0.000715 | -0.000628 | -0.000625 | -0.000639 | -0.000644 | -0.000643 | -0.000538 | -0.00058 | -0.000488 | -0.000569 | -0.000666 | -0.000661 | -0.000799 | -0.000896 | -0.000913 | -0.000862 | -0.000788 | -0.000616 | -0.000417 | -0.000321 | -0.000215 | -0.000191 | 0 | 9.4e-05 | 8.3e-05 | 0.00012 | 0.000116 | 9e-05 | 7.2e-05 | 6.8e-05 | 5.8e-05 | -6.8e-05 | -0.000147 | -0.000391 | -0.000415
-0.000446 | -0.000624 | -0.000892 | -0.000807 | -0.000701 | -0.000661 | -0.00069 | -0.000671 | -0.00066 | -0.000538 | -0.000522 | -0.000485 | -0.000609 | -0.000625 | -0.0007 | -0.000784 | -0.000869 | -0.000894 | -0.000818 | -0.000711 | -0.000611 | -0.000429 | -0.000318 | -0.000219 | -0.000189 | 0 | 6.6e-05 | 0.000104 | 0.000108 | 0.000117 | 6.9e-05 | 0.000121 | 2.8e-05 | 3.8e-05 | -1.9e-05 | -0.000177 | -0.00041 | -0.000385
-0.000625 | -0.000793 | -0.000989 | -0.000892 | -0.000766 | -0.000721 | -0.000727 | -0.000703 | -0.000648 | -0.000536 | -0.000488 | -0.000496 | -0.000564 | -0.000603 | -0.000632 | -0.00082 | -0.000836 | -0.000856 | -0.000777 | -0.000649 | -0.000551 | -0.000369 | -0.000296 | -0.000246 | -0.000223 | 0 | 5.1e-05 | 3.9e-05 | 9.8e-05 | 0.000106 | 9.7e-05 | 7.1e-05 | 7.4e-05 | 3.2e-05 | -6.1e-05 | -0.000222 | -0.000388 | -0.000447
-0.000379 | -0.000551 | -0.000757 | -0.000726 | -0.000669 | -0.000638 | -0.000664 | -0.000649 | -0.000596 | -0.000482 | -0.000446 | -0.00041 | -0.000471 | -0.000508 | -0.000596 | -0.000659 | -0.000706 | -0.000749 | -0.000686 | -0.00059 | -0.000496 | -0.000312 | -0.000258 | -0.000217 | -0.000213 | 0 | 4.6e-05 | 9.2e-05 | 0.000116 | 0.000135 | 0.000102 | 9.1e-05 | 6.5e-05 | 7e-05 | -5e-06 | -0.000179 | -0.000403 | -0.000436
-0.000186 | -0.000401 | -0.000641 | -0.000604 | -0.000502 | -0.000485 | -0.000495 | -0.000459 | -0.000422 | -0.000278 | -0.000252 | -0.000207 | -0.000264 | -0.00035 | -0.000415 | -0.000493 | -0.000551 | -0.000581 | -0.000537 | -0.000416 | -0.000368 | -0.000243 | -0.00019 | -0.000177 | -0.000179 | 0 | 4e-05 | 0.000105 | 0.000103 | 0.000133 | 9e-05 | 0.000112 | 2.3e-05 | 2e-05 | -6.3e-05 | -0.000212 | -0.00042 | -0.000437
-9.1e-05 | -0.000273 | -0.000486 | -0.000433 | -0.000372 | -0.000345 | -0.000398 | -0.000351 | -0.000314 | -0.000191 | -0.0001 | -9.6e-05 | -0.000205 | -0.000197 | -0.000259 | -0.000359 | -0.000416 | -0.000454 | -0.000454 | -0.000343 | -0.000275 | -0.000177 | -0.000134 | -0.000146 | -0.000153 | 0 | 8.4e-05 | 8.4e-05 | 0.000133 | 0.000142 | 8.4e-05 | 5.4e-05 | 4.4e-05 | 1.5e-05 | -9.1e-05 | -0.000207 | -0.000354 | -0.000515
6.6e-05 | -0.000107 | -0.000331 | -0.000315 | -0.000223 | -0.000193 | -0.000212 | -0.000173 | -0.000114 | -9e-06 | 6.7e-05 | 8.1e-05 | 1.3e-05 | 9e-06 | -2.3e-05 | -0.000133 | -0.000214 | -0.000264 | -0.000284 | -0.000211 | -0.000167 | -0.000123 | -0.000116 | -7.6e-05 | -0.000162 | 0 | 2.4e-05 | 6.8e-05 | 4.6e-05 | 2.6e-05 | 6e-06 | 2.6e-05 | -1.7e-05 | -7.6e-05 | -0.000181 | -0.000306 | -0.000444 | -0.000519
0.000162 | -3.8e-05 | -0.000261 | -0.000191 | -8.1e-05 | -4.8e-05 | -8.2e-05 | -3.9e-05 | 5e-06 | 0.000139 | 0.000198 | 0.000197 | 0.000133 | 0.000145 | 4.9e-05 | -1.3e-05 | -9.8e-05 | -0.000108 | -0.000127 | -0.000101 | -5.6e-05 | -1.7e-05 | -6.4e-05 | -4.7e-05 | -0.000113 | 0 | 1.9e-05 | 6.7e-05 | 8.3e-05 | 0.000113 | 4.6e-05 | 4.5e-05 | -7e-06 | -5.3e-05 | -0.000127 | -0.000271 | -0.000486 | -0.000546
0.00038 | 0.000178 | -5.8e-05 | -4.6e-05 | -3e-06 | 2.6e-05 | -1.7e-05 | 4.7e-05 | 0.000107 | 0.000218 | 0.00026 | 0.000293 | 0.000233 | 0.000246 | 0.00016 | 0.000115 | 2e-05 | -5e-06 | -3.9e-05 | -2e-06 | 1.9e-05 | 3e-05 | -2.2e-05 | -1.6e-05 | -8.5e-05 | 0 | 6.3e-05 | 8.1e-05 | 5.7e-05 | 7.5e-05 | 2e-05 | 8e-06 | -8.3e-05 | -4.6e-05 | -0.000178 | -0.000304 | -0.000507 | -0.000606
0.000698 | 0.00047 | 0.000222 | 0.000227 | 0.000285 | 0.000312 | 0.000278 | 0.000294 | 0.000393 | 0.000493 | 0.000539 | 0.000561 | 0.000478 | 0.000447 | 0.000368 | 0.000276 | 0.00022 | 0.000183 | 0.000111 | 0.000116 | 0.000143 | 0.0001 | 6.7e-05 | 3.2e-05 | -6.2e-05 | 0 | 4.4e-05 | 9.4e-05 | 3.3e-05 | 7e-06 | -1e-06 | -2.3e-05 | -8.6e-05 | -0.000125 | -0.000219 | -0.000359 | -0.0005 | -0.000594
0.000939 | 0.000692 | 0.000433 | 0.000414 | 0.000474 | 0.000471 | 0.000428 | 0.000423 | 0.000453 | 0.000571 | 0.000591 | 0.000606 | 0.000504 | 0.000488 | 0.000433 | 0.000319 | 0.000258 | 0.000199 | 0.000148 | 0.000177 | 0.000158 | 0.000148 | 9.5e-05 | 3.9e-05 | -7.1e-05 | 0 | 3.7e-05 | 4.4e-05 | 5e-06 | 5.1e-05 | -7.6e-05 | -2.8e-05 | -9.8e-05 | -0.000147 | -0.000199 | -0.000407 | -0.000539 | -0.000666
0.001194 | 0.000961 | 0.00068 | 0.000666 | 0.000665 | 0.000652 | 0.000584 | 0.000581 | 0.000625 | 0.000717 | 0.000729 | 0.000735 | 0.000644 | 0.000619 | 0.000527 | 0.000446 | 0.000337 | 0.000273 | 0.000216 | 0.000247 | 0.000231 | 0.000202 | 0.000127 | 4.8e-05 | -6.1e-05 | 0 | 3.4e-05 | 1.4e-05 | -1.5e-05 | -1.9e-05 | -6.4e-05 | -9.8e-05 | -0.000158 | -0.00014 | -0.000233 | -0.000419 | -0.00056 | -0.000665
0.001473 | 0.001208 | 0.000918 | 0.000887 | 0.000918 | 0.000914 | 0.000836 | 0.000828 | 0.000831 | 0.00091 | 0.000904 | 0.000872 | 0.000775 | 0.000742 | 0.000651 | 0.000537 | 0.000461 | 0.000408 | 0.000331 | 0.000336 | 0.00031 | 0.000285 | 0.000189 | 0.000107 | -2.4e-05 | 0 | 2.5e-05 | 1.4e-05 | 2.1e-05 | -2e-06 | -2.5e-05 | -8.8e-05 | -0.000142 | -0.000164 | -0.000222 | -0.000382 | -0.000551 | -0.000629
0.001059 | 0.001057 | 0.001127 | 0.001309 | 0.001457 | 0.001513 | 0.001694 | 0.001808 | 0.001887 | 0.001946 | 0.001995 | 0.00199 | 0.001893 | 0.001764 | 0.001605 | 0.001406 | 0.00128 | 0.001077 | 0.000915 | 0.000862 | 0.000766 | 0.000599 | 0.000421 | 0.000233 | -6e-06 | 0 | -3.6e-05 | -5.3e-05 | -6.3e-05 | -0.000116 | -0.000168 | -0.000159 | -0.000195 | -0.000206 | -0.000335 | -0.000495 | -0.000634 | -0.00072
0.000863 | 0.000922 | 0.001031 | 0.001221 | 0.001375 | 0.00144 | 0.001607 | 0.001704 | 0.001756 | 0.001845 | 0.00184 | 0.001835 | 0.001762 | 0.001625 | 0.001463 | 0.001286 | 0.001146 | 0.000936 | 0.000829 | 0.000749 | 0.000609 | 0.000502 | 0.000346 | 0.000163 | -4.8e-05 | 0 | 1e-06 | -3.6e-05 | -7.3e-05 | -0.000104 | -0.000154 | -0.000154 | -0.0002 | -0.000209 | -0.000285 | -0.000456 | -0.000586 | -0.000669
0.000574 | 0.000549 | 0.000582 | 0.000786 | 0.000967 | 0.001054 | 0.001259 | 0.001354 | 0.001462 | 0.001567 | 0.001592 | 0.001573 | 0.001517 | 0.001396 | 0.001284 | 0.001115 | 0.001001 | 0.000832 | 0.000695 | 0.00065 | 0.000561 | 0.000439 | 0.000311 | 0.000161 | -3.9e-05 | 0 | -4.5e-05 | -5.5e-05 | -5.5e-05 | -4e-05 | -9.3e-05 | -8.7e-05 | -0.000132 | -0.000174 | -0.000239 | -0.000402 | -0.000534 | -0.000619
0.000507 | 0.000509 | 0.000525 | 0.000688 | 0.000822 | 0.000919 | 0.001077 | 0.001189 | 0.001253 | 0.001299 | 0.001349 | 0.001415 | 0.00131 | 0.001203 | 0.001101 | 0.000938 | 0.000802 | 0.000629 | 0.000548 | 0.00051 | 0.00044 | 0.000334 | 0.000247 | 0.000127 | -5.7e-05 | 0 | 3e-06 | 6e-06 | -2.1e-05 | -1.8e-05 | -3.8e-05 | -6.4e-05 | -9.1e-05 | -0.000114 | -0.000194 | -0.000357 | -0.000494 | -0.000581
0.000414 | 0.000374 | 0.000379 | 0.000559 | 0.000739 | 0.000831 | 0.001022 | 0.001126 | 0.001189 | 0.001303 | 0.001322 | 0.001335 | 0.001257 | 0.001185 | 0.00106 | 0.000911 | 0.000771 | 0.00062 | 0.000529 | 0.000473 | 0.000416 | 0.000348 | 0.000233 | 0.000108 | -4.8e-05 | 0 | 1.6e-05 | 1.1e-05 | -4e-06 | 1e-05 | -2.7e-05 | -1e-05 | -6.3e-05 | -7.6e-05 | -0.000154 | -0.000293 | -0.000412 | -0.000477
0.000231 | 0.000198 | 0.000189 | 0.000351 | 0.000484 | 0.000588 | 0.000737 | 0.000863 | 0.000971 | 0.001076 | 0.001155 | 0.00118 | 0.001118 | 0.001033 | 0.000939 | 0.00079 | 0.000663 | 0.000529 | 0.00047 | 0.000434 | 0.000378 | 0.000301 | 0.000219 | 0.000111 | -5.3e-05 | 0 | 3.3e-05 | 3.2e-05 | 4.3e-05 | 4.1e-05 | 9e-06 | 3.4e-05 | -1.4e-05 | -2.3e-05 | -0.000109 | -0.00025 | -0.000333 | -0.000426
8.9e-05 | 4.9e-05 | -1.2e-05 | 0.000124 | 0.000253 | 0.000352 | 0.000525 | 0.000618 | 0.000705 | 0.000832 | 0.000878 | 0.000889 | 0.00085 | 0.000768 | 0.000692 | 0.000546 | 0.000493 | 0.000369 | 0.000355 | 0.000332 | 0.000303 | 0.000224 | 0.000136 | 8.8e-05 | -7.6e-05 | 0 | 2.8e-05 | 3.7e-05 | 4.8e-05 | 5e-05 | -3e-06 | 7e-06 | -1.7e-05 | -2.3e-05 | -7.3e-05 | -0.000229 | -0.000318 | -0.00039
-9.6e-05 | -0.000175 | -0.00025 | -9.8e-05 | 6.2e-05 | 0.000177 | 0.00036 | 0.000437 | 0.000538 | 0.000646 | 0.000713 | 0.000745 | 0.00069 | 0.000614 | 0.00053 | 0.000412 | 0.00029 | 0.000177 | 0.000143 | 0.000136 | 0.000126 | 0.000106 | 6.2e-05 | 8e-06 | -0.000101 | 0 | 8e-06 | 2e-06 | 6e-06 | 2e-05 | -2.5e-05 | 8e-06 | -2.9e-05 | -2.8e-05 | -5e-05 | -0.000204 | -0.000344 | -0.000444
-0.000131 | -0.000216 | -0.000288 | -0.000146 | -4e-05 | 8.3e-05 | 0.000255 | 0.000338 | 0.000468 | 0.000576 | 0.000637 | 0.000689 | 0.000682 | 0.000561 | 0.000548 | 0.0004 | 0.000297 | 0.000203 | 0.00019 | 0.000154 | 0.000154 | 9.5e-05 | 6.1e-05 | -5.5e-05 | -0.000107 | 0 | 6.8e-05 | 0.000147 | 0.00015 | 0.000149 | 0.000152 | 0.000134 | 0.00012 | 0.000123 | 4.5e-05 | -0.000146 | -0.000302 | -0.00041
-0.00026 | -0.000322 | -0.000433 | -0.000344 | -0.000225 | -0.000118 | 4.9e-05 | 0.000178 | 0.000291 | 0.000402 | 0.000464 | 0.000516 | 0.000495 | 0.000429 | 0.00038 | 0.000252 | 0.000155 | 9.1e-05 | 7.1e-05 | 5.4e-05 | 3e-05 | 1.1e-05 | 1.3e-05 | -3.1e-05 | -0.000113 | 0 | 1.9e-05 | 5.4e-05 | 5e-05 | 0.000103 | 8e-05 | 5.7e-05 | 6.8e-05 | 5.4e-05 | 6e-06 | -0.000123 | -0.000284 | -0.000397
-0.000406 | -0.000498 | -0.000568 | -0.00046 | -0.000325 | -0.000239 | -7.1e-05 | 2.9e-05 | 0.000124 | 0.000264 | 0.000326 | 0.000364 | 0.000352 | 0.00029 | 0.000255 | 0.000138 | 9.1e-05 | 5.9e-05 | 5.6e-05 | 6.4e-05 | 8.6e-05 | 7e-05 | 5.8e-05 | -1e-05 | -0.0001 | 0 | -8e-06 | 3e-05 | 4.7e-05 | 7.6e-05 | 4.5e-05 | 3.7e-05 | 3.5e-05 | 6.3e-05 | -1.8e-05 | -0.000143 | -0.000242 | -0.000312
-0.000443 | -0.000511 | -0.000617 | -0.000533 | -0.000439 | -0.000318 | -0.000144 | -4e-06 | 0.000109 | 0.000278 | 0.000361 | 0.000444 | 0.00042 | 0.000383 | 0.000371 | 0.000232 | 0.00016 | 9.7e-05 | 8.5e-05 | 0.00011 | 8.3e-05 | 8.4e-05 | 4.7e-05 | -6e-06 | -5.6e-05 | 0 | 6.7e-05 | 0.000112 | 0.000124 | 0.000158 | 0.000121 | 9.5e-05 | 0.000113 | 0.000108 | 5.9e-05 | -0.000111 | -0.000199 | -0.000274
-0.000595 | -0.000706 | -0.000791 | -0.000643 | -0.000497 | -0.00036 | -0.000203 | -7.5e-05 | 4.1e-05 | 0.00018 | 0.000289 | 0.000312 | 0.000296 | 0.000268 | 0.000211 | 0.000131 | 8.2e-05 | 4.3e-05 | 1.3e-05 | 3.7e-05 | 1.6e-05 | 3.1e-05 | 1.9e-05 | -4.6e-05 | -0.000107 | 0 | 4.4e-05 | 8.2e-05 | 0.000105 | 0.000114 | 7.4e-05 | 0.000107 | 8.8e-05 | 8.9e-05 | 5.5e-05 | -0.0001 | -0.000177 | -0.000278
-0.000754 | -0.000818 | -0.000895 | -0.000724 | -0.000604 | -0.0005 | -0.000348 | -0.000228 | -0.000118 | 2.8e-05 | 0.000131 | 0.000177 | 0.000186 | 0.000172 | 0.000141 | 4.1e-05 | -1.8e-05 | -6.7e-05 | -4.2e-05 | -1.8e-05 | -1.9e-05 | 7e-06 | 1e-06 | -3.8e-05 | -8.9e-05 | 0 | 5.2e-05 | 0.000108 | 0.000136 | 0.000175 | 0.000135 | 0.00013 | 0.000156 | 0.000135 | 8e-05 | -9.2e-05 | -0.0002 | -0.000279
-0.000966 | -0.001025 | -0.00112 | -0.00099 | -0.000887 | -0.000748 | -0.000572 | -0.000407 | -0.000272 | -9.4e-05 | 4e-05 | 9.7e-05 | 8.2e-05 | 8.2e-05 | 5.6e-05 | -2.9e-05 | -4.5e-05 | -7.9e-05 | -8.6e-05 | -4.2e-05 | -4.1e-05 | -3e-05 | -5e-05 | -3.9e-05 | -0.000125 | 0 | 3.4e-05 | 7.4e-05 | 0.000107 | 0.000143 | 0.000138 | 0.000111 | 0.000113 | 0.000102 | 4.3e-05 | -8e-05 | -0.000183 | -0.000248
-0.001022 | -0.001084 | -0.001169 | -0.001 | -0.000863 | -0.000738 | -0.00058 | -0.000461 | -0.000327 | -0.000151 | -3.9e-05 | 1.6e-05 | -1.1e-05 | 5e-06 | -4.6e-05 | -0.000105 | -0.000136 | -0.000151 | -0.000167 | -9.3e-05 | -9e-05 | -8.2e-05 | -9.1e-05 | -0.0001 | -0.000143 | 0 | 2.9e-05 | 9.1e-05 | 9.7e-05 | 0.000121 | 7.8e-05 | 0.000155 | 0.000107 | 7.2e-05 | 4.6e-05 | -9.5e-05 | -0.000208 | -0.000273
-0.001176 | -0.001244 | -0.00131 | -0.001138 | -0.00099 | -0.000884 | -0.000711 | -0.000586 | -0.00043 | -0.000251 | -0.000158 | -7.2e-05 | -9.1e-05 | -7.7e-05 | -0.000133 | -0.00013 | -0.000203 | -0.000193 | -0.000177 | -0.00011 | -6.3e-05 | -7e-05 | -4.3e-05 | -9.2e-05 | -0.000115 | 0 | 3.3e-05 | 8.9e-05 | 0.000144 | 0.000134 | 0.000146 | 0.000165 | 0.000138 | 0.000176 | 7.4e-05 | -7e-05 | -0.000189 | -0.000255
-0.001253 | -0.001313 | -0.001416 | -0.001266 | -0.001121 | -0.001009 | -0.00084 | -0.00068 | -0.000532 | -0.000386 | -0.000254 | -0.000179 | -0.000208 | -0.000206 | -0.000197 | -0.000233 | -0.000274 | -0.000244 | -0.000283 | -0.000197 | -0.000154 | -0.000137 | -0.000133 | -0.000115 | -0.000139 | 0 | 3.1e-05 | 0.000113 | 0.000134 | 0.000146 | 0.000108 | 0.000137 | 0.000134 | 0.00013 | 7.2e-05 | -5e-05 | -0.000161 | -0.00025
-0.001425 | -0.001493 | -0.001573 | -0.0014 | -0.001241 | -0.001103 | -0.000922 | -0.000776 | -0.000634 | -0.000456 | -0.00032 | -0.000254 | -0.000253 | -0.000221 | -0.000245 | -0.000273 | -0.000297 | -0.000232 | -0.000267 | -0.000196 | -0.00012 | -0.000117 | -8.6e-05 | -8.6e-05 | -0.000137 | 0 | 6.8e-05 | 0.000132 | 0.000134 | 0.000157 | 0.000123 | 0.000153 | 0.000154 | 0.000169 | 0.00011 | -2e-06 | -0.000173 | -0.000245
-0.001579 | -0.001636 | -0.001712 | -0.001528 | -0.001398 | -0.001254 | -0.00106 | -0.000905 | -0.000761 | -0.000577 | -0.000449 | -0.000336 | -0.000333 | -0.000306 | -0.000308 | -0.000304 | -0.000361 | -0.000322 | -0.000289 | -0.000257 | -0.000178 | -0.000141 | -0.000147 | -0.00012 | -0.000157 | 0 | 6.5e-05 | 0.000101 | 0.000156 | 0.000163 | 0.000149 | 0.00013 | 0.00015 | 0.000158 | 0.000119 | -5.8e-05 | -0.000213 | -0.000294
-0.001713 | -0.001778 | -0.00189 | -0.001695 | -0.001545 | -0.001408 | -0.001186 | -0.001023 | -0.000856 | -0.000667 | -0.00054 | -0.000465 | -0.000451 | -0.000407 | -0.00041 | -0.000393 | -0.000435 | -0.000357 | -0.000368 | -0.000295 | -0.000221 | -0.00017 | -0.000135 | -0.000128 | -0.000194 | 0 | 7.4e-05 | 0.000145 | 0.000136 | 0.000188 | 0.000127 | 0.000146 | 0.000165 | 0.000119 | 0.000108 | -7.2e-05 | -0.000188 | -0.00031
-0.001876 | -0.001922 | -0.00198 | -0.001764 | -0.001579 | -0.001444 | -0.00122 | -0.001078 | -0.000871 | -0.000685 | -0.000544 | -0.000467 | -0.000451 | -0.000409 | -0.000379 | -0.0004 | -0.000426 | -0.000391 | -0.000324 | -0.00025 | -0.00022 | -0.000176 | -0.000141 | -0.000101 | -0.000135 | 0 | 4.4e-05 | 0.000104 | 0.000137 | 0.000171 | 0.000101 | 0.00016 | 0.000132 | 0.000105 | 6.8e-05 | -8.5e-05 | -0.000281 | -0.000352
-0.001854 | -0.001895 | -0.001977 | -0.001779 | -0.001593 | -0.001456 | -0.00121 | -0.001059 | -0.000902 | -0.000705 | -0.000559 | -0.000471 | -0.000448 | -0.00041 | -0.000425 | -0.000375 | -0.000389 | -0.000344 | -0.000323 | -0.000248 | -0.000213 | -0.000148 | -0.000127 | -0.000113 | -0.000142 | 0 | 8e-05 | 8e-05 | 0.000123 | 0.000174 | 9.3e-05 | 0.000118 | 8.7e-05 | 6.6e-05 | 2e-05 | -0.000187 | -0.000308 | -0.000385
-0.001661 | -0.00173 | -0.001853 | -0.00165 | -0.001485 | -0.001324 | -0.0011 | -0.000936 | -0.000784 | -0.000589 | -0.000472 | -0.000396 | -0.000399 | -0.000387 | -0.000315 | -0.000346 | -0.000364 | -0.000298 | -0.000294 | -0.000199 | -0.000134 | -0.000122 | -9e-05 | -8.1e-05 | -0.000141 | 0 | 7.8e-05 | 8.6e-05 | 8.6e-05 | 7.9e-05 | 6.9e-05 | 6.7e-05 | 6e-06 | 5e-06 | -5.2e-05 | -0.000211 | -0.000421 | -0.000453
-0.001419 | -0.001491 | -0.00163 | -0.001445 | -0.001256 | -0.001182 | -0.000951 | -0.000796 | -0.000662 | -0.00048 | -0.000344 | -0.00027 | -0.00028 | -0.000246 | -0.000265 | -0.00024 | -0.000274 | -0.000217 | -0.000178 | -0.000169 | -9.5e-05 | -5.5e-05 | -1.8e-05 | -9.5e-05 | -9.5e-05 | 0 | 7.9e-05 | 8.4e-05 | 0.000118 | 0.00011 | 2.6e-05 | 7.2e-05 | -2.2e-05 | -2.1e-05 | -6.5e-05 | -0.000281 | -0.000436 | -0.000544
-0.001239 | -0.001332 | -0.001528 | -0.001341 | -0.001202 | -0.001092 | -0.000882 | -0.000728 | -0.000586 | -0.000391 | -0.000267 | -0.000223 | -0.000231 | -0.000232 | -0.000235 | -0.000197 | -0.000228 | -0.000176 | -0.000143 | -9.2e-05 | -6.1e-05 | -2.9e-05 | -1.6e-05 | -5.5e-05 | -0.000108 | 0 | 5.1e-05 | 5.3e-05 | 4.8e-05 | 1.5e-05 | -5.5e-05 | -6.3e-05 | -9.4e-05 | -9.9e-05 | -0.000165 | -0.00045 | -0.000556 | -0.000653
-0.000896 | -0.001015 | -0.001225 | -0.001051 | -0.000899 | -0.000821 | -0.000621 | -0.00051 | -0.000418 | -0.000275 | -0.000147 | -0.000123 | -0.000103 | -6.6e-05 | -0.000126 | -0.000119 | -0.000182 | -0.000115 | -0.000118 | -2e-05 | 1.7e-05 | 2.8e-05 | 1e-06 | -1.4e-05 | -0.000106 | 0 | 2.1e-05 | -3e-06 | 1.6e-05 | -1.8e-05 | -8.7e-05 | -0.000146 | -0.000151 | -0.000156 | -0.000273 | -0.000499 | -0.000643 | -0.000718
-0.000843 | -0.000955 | -0.001193 | -0.001033 | -0.000847 | -0.000767 | -0.000553 | -0.000475 | -0.000339 | -0.000204 | -8e-05 | -1.4e-05 | -3.2e-05 | -7.2e-05 | -6.7e-05 | -9.7e-05 | -7e-05 | -8.3e-05 | -4.2e-05 | 3.8e-05 | 5.2e-05 | 0.000109 | 4.9e-05 | 1.4e-05 | -0.0001 | 0 | 5e-06 | 5.2e-05 | -3.3e-05 | -1.3e-05 | -0.000111 | -0.00011 | -0.000239 | -0.000217 | -0.000316 | -0.000546 | -0.000728 | -0.000796
-0.00087 | -0.000995 | -0.00125 | -0.001101 | -0.000887 | -0.000821 | -0.00059 | -0.000488 | -0.000328 | -0.000167 | -8.4e-05 | 1e-05 | -2.8e-05 | -2.8e-05 | -4.5e-05 | -5.2e-05 | -7.3e-05 | -6.1e-05 | 1.1e-05 | 0.000113 | 0.000124 | 0.000148 | 9.8e-05 | 5e-05 | -9e-05 | 0 | 3.5e-05 | 9e-06 | -2.4e-05 | -8.1e-05 | -0.000144 | -0.000178 | -0.000243 | -0.000301 | -0.000336 | -0.000568 | -0.000686 | -0.0008
-0.000969 | -0.001074 | -0.001302 | -0.001068 | -0.000898 | -0.000809 | -0.00057 | -0.000454 | -0.000334 | -0.000175 | -0.000102 | 1.6e-05 | -3.6e-05 | -1.8e-05 | -7.6e-05 | -7.5e-05 | -5.1e-05 | -1.5e-05 | 5.4e-05 | 0.000113 | 0.000168 | 0.000189 | 0.000106 | 5.5e-05 | -8.7e-05 | 0 | -2.8e-05 | -1.6e-05 | -3.5e-05 | -9.8e-05 | -0.000182 | -0.000188 | -0.000279 | -0.000323 | -0.000374 | -0.000628 | -0.00077 | -0.000869
-0.001028 | -0.001101 | -0.001331 | -0.001108 | -0.000846 | -0.000799 | -0.000582 | -0.0004 | -0.000297 | -9.6e-05 | -2.1e-05 | 7.8e-05 | 8.1e-05 | 1.4e-05 | -7e-06 | 4.2e-05 | -1.9e-05 | -3e-05 | 7.8e-05 | 0.000135 | 0.000224 | 0.000202 | 0.000194 | 4.9e-05 | -5e-05 | 0 | -1e-06 | -3.8e-05 | -8e-05 | -0.000109 | -0.000215 | -0.000234 | -0.000303 | -0.000323 | -0.000415 | -0.00065 | -0.000751 | -0.000889
-0.001009 | -0.001097 | -0.001373 | -0.001156 | -0.000882 | -0.000828 | -0.000532 | -0.00039 | -0.000281 | -0.000113 | -8.1e-05 | 2.6e-05 | -3e-06 | -4.2e-05 | 6e-06 | -4.7e-05 | -4.7e-05 | -3.9e-05 | 2.3e-05 | 0.000132 | 0.000112 | 0.000154 | 0.000138 | -1.9e-05 | -0.000134 | 0 | -4.1e-05 | -7.6e-05 | -0.000104 | -0.000144 | -0.000298 | -0.000217 | -0.000338 | -0.000362 | -0.000417 | -0.000657 | -0.000856 | -0.000891
-0.001165 | -0.001226 | -0.001449 | -0.001163 | -0.000926 | -0.000871 | -0.000565 | -0.000413 | -0.000308 | -8.1e-05 | 1.2e-05 | 8.9e-05 | 1.3e-05 | -2.2e-05 | -2e-06 | 3.1e-05 | 6.8e-05 | -2e-06 | 8.3e-05 | 0.000178 | 0.000177 | 0.000196 | 0.000187 | 5.8e-05 | -8.1e-05 | 0 | 5.4e-05 | -4.4e-05 | -4.3e-05 | -4.8e-05 | -0.000182 | -0.000166 | -0.000333 | -0.000269 | -0.000343 | -0.000573 | -0.000795 | -0.000833
-0.001633 | -0.001682 | -0.00189 | -0.001584 | -0.001305 | -0.001194 | -0.000841 | -0.000713 | -0.000577 | -0.000353 | -0.00029 | -0.000174 | -0.000275 | -0.000276 | -0.000231 | -0.00027 | -0.000182 | -0.000229 | -0.000112 | -3.6e-05 | -3.6e-05 | -1.7e-05 | 7e-06 | -6.5e-05 | -0.000152 | 0 | -7e-05 | -0.000149 | -0.000172 | -0.000165 | -0.000293 | -0.000268 | -0.000365 | -0.000356 | -0.000442 | -0.000738 | -0.000848 | -0.000901
-0.001933 | -0.001947 | -0.002168 | -0.00183 | -0.001508 | -0.001386 | -0.000991 | -0.00086 | -0.000787 | -0.000532 | -0.000402 | -0.000363 | -0.000317 | -0.000359 | -0.000358 | -0.000415 | -0.000287 | -0.000368 | -0.000165 | -7.7e-05 | -0.000127 | 3.3e-05 | 1.6e-05 | -7.4e-05 | -0.000184 | 0 | -2.3e-05 | -9.9e-05 | -4.9e-05 | -8.5e-05 | -0.00022 | -0.00015 | -0.000312 | -0.000259 | -0.000316 | -0.000582 | -0.000772 | -0.000766

## ACS240_CC_tcarray
-0.024035 | -0.021386 | -0.018716 | -0.015516 | -0.013215 | -0.012292 | -0.010465 | -0.009536 | -0.008232 | -0.005855 | -0.0072 | -0.005751 | -0.0063 | -0.005844 | -0.003952 | -0.00448 | -0.004157 | -0.004649 | -0.004241 | -0.005503 | -0.003803 | -0.003119 | -0.003106 | -0.001367 | -0.001635 | 0 | -0.000273 | 0.00105 | 9.9e-05 | 0.000272 | -0.000446 | -0.001083 | -0.000785 | -0.001357 | -0.002735 | -0.004492 | -0.005604 | -0.008271
-0.02681 | -0.024176 | -0.020681 | -0.017611 | -0.016483 | -0.014645 | -0.013944 | -0.012174 | -0.01134 | -0.00921 | -0.010043 | -0.008265 | -0.008463 | -0.006804 | -0.005764 | -0.005393 | -0.006014 | -0.005389 | -0.006238 | -0.006548 | -0.006729 | -0.004383 | -0.002601 | -0.002792 | -0.000519 | 0 | 5.2e-05 | 0.000542 | -0.000365 | 0.000135 | -0.000729 | -0.001566 | -0.000252 | -0.001746 | -0.002011 | -0.002418 | -0.004515 | -0.006637
-0.025888 | -0.024126 | -0.022214 | -0.019645 | -0.017748 | -0.015811 | -0.013311 | -0.012456 | -0.011059 | -0.009767 | -0.00894 | -0.009952 | -0.009808 | -0.008946 | -0.00759 | -0.00661 | -0.006493 | -0.006644 | -0.005559 | -0.005876 | -0.005151 | -0.004549 | -0.003382 | -0.002357 | -0.001386 | 0 | 0.000249 | -0.00082 | -0.000514 | -0.000139 | -0.000485 | -0.000429 | -0.001501 | -0.001016 | -0.002654 | -0.002475 | -0.003712 | -0.004321
-0.027458 | -0.025924 | -0.022617 | -0.019234 | -0.016343 | -0.015719 | -0.014194 | -0.012733 | -0.012129 | -0.01052 | -0.010351 | -0.008418 | -0.008634 | -0.007879 | -0.007268 | -0.006386 | -0.006128 | -0.005583 | -0.0056 | -0.005443 | -0.004281 | -0.003472 | -0.002616 | -0.001925 | 6.9e-05 | 0 | -0.000627 | 0.001009 | 0.001037 | 0.001809 | 0.000733 | 0.001875 | 0.001625 | 0.000532 | 0.000494 | 0.000189 | -0.000451 | -0.00263
-0.026447 | -0.0241 | -0.021925 | -0.018899 | -0.017478 | -0.016037 | -0.013711 | -0.012769 | -0.011298 | -0.010068 | -0.009842 | -0.009083 | -0.008563 | -0.007268 | -0.006349 | -0.005839 | -0.006368 | -0.005565 | -0.005732 | -0.005989 | -0.004921 | -0.003173 | -0.002951 | -0.001837 | -0.000768 | 0 | 0.000167 | 0.001553 | 0.000956 | 0.001028 | 0.001431 | 0.00021 | 0.000922 | 0.001101 | 0.000193 | 0.000295 | 0.000138 | -0.00158
-0.025444 | -0.024529 | -0.022261 | -0.019967 | -0.017272 | -0.015388 | -0.014558 | -0.012714 | -0.012377 | -0.010584 | -0.01028 | -0.009262 | -0.009012 | -0.008289 | -0.007487 | -0.006436 | -0.006268 | -0.006086 | -0.004913 | -0.005114 | -0.004386 | -0.003716 | -0.002506 | -0.001663 | -6.8e-05 | 0 | 0.000605 | 0.000954 | 0.001113 | 0.001953 | 0.001291 | 0.002039 | 0.001797 | 0.001446 | 0.001269 | 0.0017 | 0.000418 | -0.000515
-0.025446 | -0.023586 | -0.020979 | -0.018132 | -0.01625 | -0.015025 | -0.01367 | -0.0128 | -0.011047 | -0.010761 | -0.009857 | -0.009247 | -0.008496 | -0.007867 | -0.007178 | -0.005782 | -0.005735 | -0.005293 | -0.005287 | -0.005028 | -0.003698 | -0.002671 | -0.001828 | -0.001963 | -0.000712 | 0 | -8e-05 | 0.000433 | 0.001034 | 0.00154 | 0.002362 | 0.00176 | 0.001634 | 0.001831 | 0.001483 | 0.001699 | 0.000806 | 0.000432
-0.023514 | -0.021873 | -0.020079 | -0.017923 | -0.016419 | -0.014508 | -0.012683 | -0.011649 | -0.010618 | -0.009408 | -0.008791 | -0.007788 | -0.007812 | -0.007416 | -0.005718 | -0.005622 | -0.004951 | -0.004715 | -0.004164 | -0.004403 | -0.004279 | -0.003008 | -0.002724 | -0.001188 | -0.000814 | 0 | 0.000728 | 0.001412 | 0.001198 | 0.001758 | 0.001168 | 0.001026 | 0.002082 | 0.002129 | 0.001354 | 0.001543 | 0.001709 | 0.000348
-0.022971 | -0.021976 | -0.019632 | -0.017226 | -0.014791 | -0.013644 | -0.012648 | -0.011921 | -0.010531 | -0.009571 | -0.009291 | -0.00843 | -0.00803 | -0.007276 | -0.006219 | -0.005695 | -0.005612 | -0.005457 | -0.00463 | -0.00472 | -0.003737 | -0.003262 | -0.002584 | -0.001778 | -0.000559 | 0 | -0.000792 | 0.000327 | 0.000749 | 0.000967 | 0.000721 | 0.001599 | 0.001338 | 0.001162 | 0.001225 | 0.000583 | 0.000382 | -0.000166
-0.021361 | -0.019777 | -0.017671 | -0.015662 | -0.014166 | -0.012926 | -0.011431 | -0.010369 | -0.009573 | -0.008444 | -0.008138 | -0.007311 | -0.006743 | -0.005831 | -0.005508 | -0.004509 | -0.00458 | -0.003801 | -0.003538 | -0.003297 | -0.002871 | -0.002322 | -0.001968 | -0.001177 | -0.000568 | 0 | -7e-05 | 0.000638 | 0.000826 | 0.001858 | 0.001691 | 0.001202 | 0.001988 | 0.001808 | 0.002044 | 0.002526 | 0.001968 | 0.001379
-0.019064 | -0.018193 | -0.016529 | -0.014635 | -0.012932 | -0.011477 | -0.010141 | -0.00939 | -0.008473 | -0.007495 | -0.006973 | -0.006576 | -0.005861 | -0.005589 | -0.004607 | -0.004268 | -0.003772 | -0.003451 | -0.003076 | -0.003107 | -0.002411 | -0.001757 | -0.00131 | -0.001247 | -0.000697 | 0 | 0.000329 | 0.000743 | 0.000726 | 0.001064 | 0.001445 | 0.001978 | 0.001948 | 0.00208 | 0.002082 | 0.001634 | 0.001664 | 0.001389
-0.018874 | -0.017901 | -0.015795 | -0.013551 | -0.01186 | -0.010874 | -0.01013 | -0.009211 | -0.008139 | -0.007546 | -0.007163 | -0.006072 | -0.00588 | -0.005011 | -0.004646 | -0.004061 | -0.003708 | -0.003671 | -0.003088 | -0.003345 | -0.002642 | -0.002096 | -0.001442 | -0.001217 | -0.000131 | 0 | -6.7e-05 | 0.000394 | 0.000938 | 0.001377 | 0.001135 | 0.001152 | 0.001339 | 0.001311 | 0.001329 | 0.001128 | 0.000487 | -6.7e-05
-0.018091 | -0.016787 | -0.015092 | -0.012999 | -0.011727 | -0.010557 | -0.009153 | -0.008707 | -0.007584 | -0.006893 | -0.006395 | -0.005751 | -0.005239 | -0.005128 | -0.004243 | -0.00378 | -0.003433 | -0.003285 | -0.003236 | -0.002799 | -0.00274 | -0.002091 | -0.00151 | -0.001117 | -0.000603 | 0 | 0.000203 | 0.000892 | 0.000638 | 0.000729 | 0.000838 | 0.000842 | 0.001322 | 0.001083 | 0.000977 | 0.001371 | 0.001276 | 0.001016
-0.015424 | -0.014735 | -0.013265 | -0.011524 | -0.009896 | -0.008656 | -0.007894 | -0.007086 | -0.006453 | -0.006016 | -0.005759 | -0.005289 | -0.00476 | -0.004253 | -0.003893 | -0.003491 | -0.002961 | -0.00258 | -0.001964 | -0.001597 | -0.001345 | -0.000825 | -0.000829 | -0.000732 | 1.2e-05 | 0 | 0.000199 | 0.000397 | 0.000846 | 0.001153 | 0.001265 | 0.001644 | 0.002016 | 0.001951 | 0.002452 | 0.002427 | 0.002108 | 0.00182
-0.015226 | -0.014161 | -0.012393 | -0.010473 | -0.009322 | -0.008371 | -0.007678 | -0.00711 | -0.006555 | -0.005895 | -0.005676 | -0.005252 | -0.004758 | -0.004287 | -0.004148 | -0.003547 | -0.003334 | -0.003035 | -0.00285 | -0.002552 | -0.002231 | -0.001503 | -0.001089 | -0.000969 | -0.000488 | 0 | -0.000117 | 0.00042 | 0.000613 | 0.001129 | 0.000865 | 0.001029 | 0.001265 | 0.001113 | 0.000747 | 0.000854 | 0.000798 | 0.000196
-0.015327 | -0.014367 | -0.013083 | -0.0115 | -0.010033 | -0.008944 | -0.008043 | -0.007474 | -0.006511 | -0.006307 | -0.005861 | -0.005461 | -0.005266 | -0.004914 | -0.004524 | -0.004239 | -0.003949 | -0.004058 | -0.003603 | -0.003515 | -0.002857 | -0.002342 | -0.001918 | -0.001145 | -0.000737 | 0 | -0.000252 | -4.9e-05 | -9.5e-05 | -5.5e-05 | -8e-05 | -2.1e-05 | -0.000108 | -0.000278 | -9.2e-05 | -0.000149 | -0.000321 | -0.000496
-0.012776 | -0.012099 | -0.010652 | -0.008989 | -0.007925 | -0.007065 | -0.006505 | -0.006157 | -0.005667 | -0.005281 | -0.00505 | -0.00479 | -0.004598 | -0.004295 | -0.00384 | -0.003513 | -0.003142 | -0.002696 | -0.002453 | -0.001978 | -0.001576 | -0.001059 | -0.000823 | -0.000432 | 7.4e-05 | 0 | 0.000132 | 0.000431 | 0.000524 | 0.00086 | 0.000754 | 0.000761 | 0.001219 | 0.001393 | 0.001342 | 0.001746 | 0.001728 | 0.001602
-0.011666 | -0.010851 | -0.009547 | -0.008185 | -0.007142 | -0.006455 | -0.005655 | -0.005461 | -0.00506 | -0.004628 | -0.004471 | -0.004083 | -0.003768 | -0.003657 | -0.003433 | -0.003164 | -0.002763 | -0.002444 | -0.001752 | -0.001523 | -0.001093 | -0.0009 | -0.000623 | -0.000562 | -0.000513 | 0 | 0.000107 | 0.000499 | 0.000461 | 0.000541 | 0.000765 | 0.000912 | 0.001398 | 0.001361 | 0.001644 | 0.001687 | 0.001768 | 0.001704
-0.011796 | -0.011198 | -0.010172 | -0.00881 | -0.007595 | -0.006699 | -0.006324 | -0.005759 | -0.005442 | -0.005137 | -0.004986 | -0.00466 | -0.004443 | -0.004206 | -0.004123 | -0.003829 | -0.003549 | -0.003389 | -0.003214 | -0.002998 | -0.002393 | -0.001516 | -0.001238 | -0.000913 | -0.00022 | 0 | -0.00029 | 7.8e-05 | 4e-05 | 0.000158 | 8.2e-05 | 0.00011 | 1.2e-05 | -4.9e-05 | 3.8e-05 | -0.000219 | -0.000493 | -0.000923
-0.012053 | -0.011353 | -0.009946 | -0.008423 | -0.007479 | -0.007011 | -0.006356 | -0.006054 | -0.005713 | -0.005454 | -0.005419 | -0.005043 | -0.004835 | -0.004542 | -0.004094 | -0.003812 | -0.003695 | -0.003725 | -0.003332 | -0.003116 | -0.002592 | -0.001984 | -0.001371 | -0.000735 | -0.000221 | 0 | -1.8e-05 | 8.8e-05 | 0.000188 | 0.000178 | -5e-06 | 0.000145 | 5.4e-05 | -0.000199 | -0.0003 | -0.000245 | -0.000201 | -0.000302
-0.010407 | -0.00975 | -0.008737 | -0.007604 | -0.006796 | -0.006043 | -0.005462 | -0.005208 | -0.004778 | -0.004577 | -0.004351 | -0.004258 | -0.004053 | -0.00386 | -0.003751 | -0.003506 | -0.003116 | -0.002736 | -0.002157 | -0.001624 | -0.001381 | -0.000986 | -0.000944 | -0.000562 | -0.000321 | 0 | -4.1e-05 | 0.000109 | 0.00011 | 0.000103 | 8e-05 | 8.9e-05 | 0.000471 | 0.000628 | 0.000986 | 0.001457 | 0.001768 | 0.001931
-0.009442 | -0.009008 | -0.008104 | -0.006933 | -0.005924 | -0.00524 | -0.004906 | -0.004632 | -0.004466 | -0.004393 | -0.004192 | -0.004019 | -0.003814 | -0.003704 | -0.003522 | -0.003312 | -0.002957 | -0.002439 | -0.001955 | -0.001558 | -0.000824 | -0.000501 | -0.000279 | -0.000385 | -4.2e-05 | 0 | 5.2e-05 | 0.000252 | 0.000279 | 0.000534 | 0.000688 | 0.000921 | 0.00105 | 0.001095 | 0.001268 | 0.001358 | 0.001168 | 0.001063
-0.01008 | -0.00944 | -0.008143 | -0.007004 | -0.00627 | -0.005784 | -0.005429 | -0.005188 | -0.004854 | -0.004701 | -0.004746 | -0.004429 | -0.004314 | -0.003998 | -0.003711 | -0.003495 | -0.003481 | -0.003352 | -0.003129 | -0.003054 | -0.002386 | -0.001487 | -0.001029 | -0.000427 | -0.000132 | 0 | 5.6e-05 | 6.3e-05 | 0.000166 | 7.3e-05 | 5.9e-05 | 3.1e-05 | -2.3e-05 | -0.000246 | -0.000543 | -0.000779 | -0.001022 | -0.001393
-0.010071 | -0.009495 | -0.008702 | -0.007622 | -0.006751 | -0.006106 | -0.005625 | -0.005435 | -0.005183 | -0.004884 | -0.004767 | -0.004654 | -0.004527 | -0.00439 | -0.004108 | -0.003908 | -0.003745 | -0.003608 | -0.003343 | -0.00297 | -0.002543 | -0.001943 | -0.001262 | -0.000693 | -0.000161 | 0 | -0.000127 | -2e-05 | -0.000152 | -0.000269 | -0.00075 | -0.000815 | -0.000793 | -0.000941 | -0.000851 | -0.000836 | -0.000735 | -0.00062
-0.007863 | -0.007557 | -0.006746 | -0.005704 | -0.005068 | -0.004549 | -0.00435 | -0.004325 | -0.00409 | -0.004093 | -0.004062 | -0.003843 | -0.003712 | -0.003604 | -0.003482 | -0.003237 | -0.002967 | -0.002477 | -0.001958 | -0.001335 | -0.000804 | -0.000618 | -0.000572 | -0.000414 | -8.5e-05 | 0 | -0.00011 | -8e-06 | 8e-06 | 8.8e-05 | 0.000143 | 0.000281 | 0.000488 | 0.000641 | 0.00112 | 0.001419 | 0.00168 | 0.00199
-0.007423 | -0.006901 | -0.005995 | -0.005143 | -0.004483 | -0.00402 | -0.003706 | -0.003649 | -0.003489 | -0.003449 | -0.003361 | -0.00328 | -0.003183 | -0.003035 | -0.003032 | -0.002797 | -0.002346 | -0.001921 | -0.001316 | -0.000876 | -0.000521 | -0.000118 | -0.000274 | -0.000188 | -0.000154 | 0 | 8.2e-05 | 0.000124 | 9.8e-05 | 0.00018 | 0.000285 | 0.000547 | 0.0009 | 0.000928 | 0.001084 | 0.001214 | 0.001319 | 0.001205
-0.008338 | -0.007981 | -0.007221 | -0.006179 | -0.00546 | -0.004822 | -0.004585 | -0.004426 | -0.004199 | -0.004163 | -0.004087 | -0.004039 | -0.003785 | -0.003802 | -0.003561 | -0.003346 | -0.0031 | -0.003004 | -0.002892 | -0.002582 | -0.002 | -0.001271 | -0.000811 | -0.000404 | -6.5e-05 | 0 | -0.00013 | -6.7e-05 | -0.000178 | -0.00024 | -0.000423 | -0.000428 | -0.000571 | -0.000831 | -0.001034 | -0.001232 | -0.001477 | -0.001935
-0.008331 | -0.007823 | -0.006872 | -0.005873 | -0.00524 | -0.00484 | -0.004647 | -0.004544 | -0.004372 | -0.004381 | -0.004331 | -0.004285 | -0.004126 | -0.003792 | -0.003646 | -0.003423 | -0.003566 | -0.003549 | -0.003341 | -0.003173 | -0.002511 | -0.001759 | -0.001118 | -0.000533 | -8.9e-05 | 0 | -0.000248 | -0.000143 | -0.000231 | -0.000459 | -0.000708 | -0.000935 | -0.001095 | -0.00138 | -0.001605 | -0.001731 | -0.001751 | -0.001735
-0.006503 | -0.006086 | -0.005369 | -0.004571 | -0.003965 | -0.003575 | -0.003282 | -0.003288 | -0.003145 | -0.003194 | -0.00313 | -0.003091 | -0.002929 | -0.002947 | -0.002859 | -0.002608 | -0.002401 | -0.002071 | -0.001549 | -0.001095 | -0.000784 | -0.000529 | -0.000452 | -0.000173 | 1.1e-05 | 0 | 3.8e-05 | -4.8e-05 | -0.000269 | -0.000261 | -0.000417 | -0.000414 | -0.00021 | -8.6e-05 | 0.000343 | 0.000783 | 0.001119 | 0.001469
-0.004902 | -0.004773 | -0.004259 | -0.003455 | -0.002793 | -0.002389 | -0.002271 | -0.00229 | -0.002292 | -0.002342 | -0.002405 | -0.00242 | -0.002379 | -0.00234 | -0.002357 | -0.002225 | -0.001767 | -0.001135 | -0.000588 | 5.9e-05 | 0.000374 | 0.00042 | 0.000145 | -0.000102 | -7.7e-05 | 0 | -0.000162 | -0.000152 | -0.000145 | -5.2e-05 | -9e-06 | 0.00025 | 0.00054 | 0.000822 | 0.001213 | 0.001463 | 0.001733 | 0.001863
-0.005271 | -0.004782 | -0.003945 | -0.003163 | -0.002657 | -0.00241 | -0.002231 | -0.00224 | -0.002214 | -0.002293 | -0.00234 | -0.002184 | -0.002167 | -0.002136 | -0.002061 | -0.001878 | -0.001768 | -0.001587 | -0.00124 | -0.00106 | -0.000541 | -0.000122 | 7e-06 | 5.9e-05 | 6.3e-05 | 0 | -2e-05 | -8.3e-05 | -0.000113 | -8.7e-05 | -3.4e-05 | -6.6e-05 | 2e-06 | -0.000132 | -0.000224 | -0.000485 | -0.000677 | -0.001033
-0.006145 | -0.00573 | -0.005005 | -0.004086 | -0.003509 | -0.003061 | -0.002856 | -0.002812 | -0.002725 | -0.002762 | -0.002829 | -0.002854 | -0.002788 | -0.002612 | -0.002438 | -0.002287 | -0.002336 | -0.002486 | -0.002475 | -0.002438 | -0.001999 | -0.00129 | -0.00075 | -0.000159 | 6.2e-05 | 0 | -0.000204 | -0.000265 | -0.000555 | -0.000725 | -0.001096 | -0.001375 | -0.001629 | -0.002038 | -0.002291 | -0.0026 | -0.00287 | -0.003085
-0.005102 | -0.004796 | -0.004089 | -0.003217 | -0.002634 | -0.002338 | -0.002207 | -0.002222 | -0.002278 | -0.002318 | -0.002408 | -0.00248 | -0.0024 | -0.00226 | -0.002057 | -0.00203 | -0.002125 | -0.002061 | -0.001922 | -0.001687 | -0.001243 | -0.000848 | -0.000508 | -0.000127 | 0.000152 | 0 | -0.000205 | -0.00023 | -0.000446 | -0.000665 | -0.001027 | -0.001124 | -0.001319 | -0.001486 | -0.001461 | -0.001412 | -0.001254 | -0.00107
-0.002593 | -0.002286 | -0.001721 | -0.001171 | -0.000826 | -0.000603 | -0.00053 | -0.000662 | -0.000718 | -0.00087 | -0.001029 | -0.00096 | -0.000949 | -0.001006 | -0.001082 | -0.000914 | -0.000768 | -0.000382 | 0.000206 | 0.000611 | 0.000726 | 0.000581 | 0.000326 | 0.000169 | 5.4e-05 | 0 | -5.4e-05 | -0.000244 | -0.000366 | -0.000388 | -0.000412 | -0.000317 | -0.000148 | 0.000118 | 0.00055 | 0.001013 | 0.001515 | 0.001938
-0.001479 | -0.001327 | -0.000923 | -0.000231 | 0.000308 | 0.000594 | 0.000614 | 0.000443 | 0.000353 | 0.000193 | 2e-05 | -0.000107 | -0.000149 | -0.000293 | -0.000367 | -0.000241 | 0.000193 | 0.000636 | 0.001143 | 0.001473 | 0.001569 | 0.00135 | 0.000807 | 0.000375 | 8.1e-05 | 0 | -0.000134 | -0.000258 | -0.000321 | -0.000255 | -0.000277 | 0 | 0.000287 | 0.000493 | 0.000931 | 0.001141 | 0.001353 | 0.001341
-0.001858 | -0.001554 | -0.0009 | -0.000271 | 9.8e-05 | 0.000303 | 0.000308 | 0.000194 | 5.9e-05 | -9.9e-05 | -0.000275 | -0.00031 | -0.000337 | -0.000257 | -0.000296 | -0.000212 | -0.000196 | -0.000108 | -8.1e-05 | 5.1e-05 | 0.000273 | 0.000573 | 0.000432 | 0.000253 | 0.000122 | 0 | -0.0002 | -0.00022 | -0.000313 | -0.000392 | -0.000498 | -0.000508 | -0.000524 | -0.000759 | -0.00096 | -0.001281 | -0.001572 | -0.002065
-0.002642 | -0.002157 | -0.001433 | -0.000724 | -0.000356 | -0.000118 | 9e-06 | -5e-05 | -5e-05 | -0.000218 | -0.000378 | -0.000514 | -0.000436 | -0.000385 | -0.00035 | -0.000269 | -0.000517 | -0.000881 | -0.001027 | -0.001236 | -0.001019 | -0.000546 | -0.000178 | 0.000215 | 0.000212 | 0 | -0.000133 | -0.00029 | -0.000644 | -0.000855 | -0.001276 | -0.001574 | -0.001924 | -0.002391 | -0.002734 | -0.003221 | -0.003527 | -0.003915
-0.001824 | -0.001617 | -0.001051 | -0.00033 | 9.9e-05 | 0.000324 | 0.000375 | 0.000252 | 0.000159 | -2.5e-05 | -0.000143 | -0.000287 | -0.000311 | -0.000213 | -0.000113 | -4.2e-05 | -0.000301 | -0.000505 | -0.0007 | -0.000677 | -0.000559 | -0.000319 | -0.000177 | 0.000145 | 0.000238 | 0 | -0.000228 | -0.000408 | -0.000691 | -0.001057 | -0.00138 | -0.001679 | -0.001936 | -0.002296 | -0.002403 | -0.002436 | -0.002435 | -0.002311
0.000386 | 0.000634 | 0.001114 | 0.001579 | 0.001874 | 0.001921 | 0.001875 | 0.001739 | 0.001552 | 0.001366 | 0.001138 | 0.001101 | 0.001058 | 0.000983 | 0.000862 | 0.000892 | 0.000939 | 0.001071 | 0.001368 | 0.001581 | 0.001451 | 0.001102 | 0.000626 | 0.000392 | 0.00021 | 0 | -0.000179 | -0.000296 | -0.00044 | -0.000565 | -0.000695 | -0.000664 | -0.000584 | -0.000471 | -9.8e-05 | 0.000301 | 0.00074 | 0.001111
0.002094 | 0.002202 | 0.002493 | 0.002864 | 0.003153 | 0.003257 | 0.003216 | 0.002973 | 0.0028 | 0.002573 | 0.002346 | 0.002233 | 0.002146 | 0.001958 | 0.001688 | 0.001822 | 0.002082 | 0.002441 | 0.002892 | 0.003105 | 0.002866 | 0.002211 | 0.001364 | 0.000663 | 0.000196 | 0 | -8.6e-05 | -0.00024 | -0.000331 | -0.000291 | -0.000196 | 5.4e-05 | 0.00035 | 0.000662 | 0.001152 | 0.0016 | 0.002022 | 0.002237
0.001986 | 0.002123 | 0.002475 | 0.002953 | 0.003273 | 0.00333 | 0.003237 | 0.002986 | 0.002801 | 0.00255 | 0.002314 | 0.002166 | 0.002079 | 0.002015 | 0.001804 | 0.001873 | 0.002047 | 0.002197 | 0.002346 | 0.002412 | 0.002274 | 0.001868 | 0.001234 | 0.000544 | 0.000213 | 0 | -0.000198 | -0.000304 | -0.000325 | -0.000288 | -0.000272 | -9.7e-05 | 7.5e-05 | 0.0001 | 0.000199 | 0.000169 | 2.1e-05 | -0.000328
0.000724 | 0.001067 | 0.001597 | 0.002032 | 0.002263 | 0.002346 | 0.002359 | 0.002211 | 0.002038 | 0.001834 | 0.001634 | 0.00155 | 0.001511 | 0.001514 | 0.001484 | 0.001519 | 0.001292 | 0.001008 | 0.000762 | 0.000426 | 0.000413 | 0.000543 | 0.000484 | 0.000402 | 0.000208 | 0 | -0.00015 | -0.000248 | -0.000479 | -0.000611 | -0.000807 | -0.000995 | -0.001196 | -0.001594 | -0.001964 | -0.002535 | -0.002974 | -0.003595
-0.000245 | 7.2e-05 | 0.000613 | 0.001222 | 0.001509 | 0.001652 | 0.001709 | 0.001584 | 0.001521 | 0.001337 | 0.001128 | 0.000942 | 0.000947 | 0.001019 | 0.001139 | 0.001079 | 0.000723 | 0.000187 | -0.0003 | -0.000689 | -0.000673 | -0.000339 | -8.5e-05 | 0.000248 | 0.000291 | 0 | -0.00022 | -0.000418 | -0.000676 | -0.001002 | -0.001428 | -0.001756 | -0.00221 | -0.002826 | -0.003299 | -0.00378 | -0.004169 | -0.004602
-0.000165 | 0.000105 | 0.000639 | 0.001177 | 0.001456 | 0.001534 | 0.001554 | 0.00141 | 0.001329 | 0.001145 | 0.001013 | 0.000919 | 0.000866 | 0.000948 | 0.00105 | 0.001033 | 0.000688 | 0.00035 | 9.4e-05 | -0.00013 | -0.000178 | -0.000106 | -4e-05 | 0.000197 | 0.000279 | 0 | -0.000237 | -0.000372 | -0.000588 | -0.000908 | -0.00126 | -0.001588 | -0.001866 | -0.002216 | -0.002397 | -0.002559 | -0.002529 | -0.002535
0.00271 | 0.002902 | 0.003367 | 0.003965 | 0.00439 | 0.004591 | 0.004607 | 0.004442 | 0.004236 | 0.003982 | 0.003628 | 0.003456 | 0.003289 | 0.003093 | 0.002848 | 0.002658 | 0.002517 | 0.002378 | 0.002348 | 0.002298 | 0.001944 | 0.001453 | 0.000846 | 0.000589 | 0.000383 | 0 | -0.000226 | -0.000439 | -0.00071 | -0.000908 | -0.001123 | -0.00118 | -0.001225 | -0.001152 | -0.000821 | -0.000467 | -5.3e-05 | 0.000271
0.004348 | 0.004514 | 0.004914 | 0.005352 | 0.005641 | 0.005744 | 0.00564 | 0.005352 | 0.005145 | 0.004805 | 0.004465 | 0.00423 | 0.00402 | 0.003703 | 0.003343 | 0.003216 | 0.003284 | 0.003415 | 0.003678 | 0.003848 | 0.003468 | 0.00258 | 0.001587 | 0.000742 | 0.000239 | 0 | -0.00026 | -0.000423 | -0.00054 | -0.00056 | -0.000508 | -0.00031 | -1.9e-05 | 0.00032 | 0.000838 | 0.00135 | 0.001734 | 0.001961
0.004251 | 0.004458 | 0.004901 | 0.005377 | 0.005705 | 0.005804 | 0.005706 | 0.005498 | 0.005234 | 0.004882 | 0.004506 | 0.004242 | 0.004011 | 0.003695 | 0.003323 | 0.003204 | 0.00326 | 0.003328 | 0.003416 | 0.003366 | 0.003053 | 0.002489 | 0.001593 | 0.000794 | 0.000253 | 0 | -0.00026 | -0.000362 | -0.00052 | -0.000517 | -0.000473 | -0.000322 | -0.000158 | -4e-06 | 0.00024 | 0.000328 | 0.000332 | -1.9e-05
0.00264 | 0.002919 | 0.003445 | 0.004019 | 0.004348 | 0.004502 | 0.004514 | 0.004343 | 0.004102 | 0.003828 | 0.003483 | 0.003228 | 0.003045 | 0.00288 | 0.002677 | 0.002556 | 0.002251 | 0.001923 | 0.001537 | 0.001196 | 0.001122 | 0.001129 | 0.000891 | 0.000615 | 0.000323 | 0 | -0.000229 | -0.000481 | -0.000634 | -0.00081 | -0.001078 | -0.001176 | -0.001407 | -0.001763 | -0.002076 | -0.002585 | -0.003096 | -0.003871
0.001467 | 0.001855 | 0.002536 | 0.00316 | 0.003407 | 0.00352 | 0.003521 | 0.003355 | 0.003179 | 0.002881 | 0.00257 | 0.002286 | 0.002091 | 0.002054 | 0.002001 | 0.00181 | 0.001186 | 0.000471 | -9.5e-05 | -0.000615 | -0.000624 | -0.000211 | 0.0001 | 0.000383 | 0.000313 | 0 | -0.000259 | -0.000511 | -0.000828 | -0.001234 | -0.00175 | -0.002171 | -0.002692 | -0.003315 | -0.00389 | -0.004586 | -0.005103 | -0.005846
0.001572 | 0.001971 | 0.002618 | 0.003158 | 0.003426 | 0.003546 | 0.003524 | 0.003379 | 0.003183 | 0.002857 | 0.002511 | 0.002225 | 0.002042 | 0.001994 | 0.001968 | 0.001759 | 0.001192 | 0.00054 | 8.8e-05 | -0.000296 | -0.000368 | -0.00018 | 1.6e-05 | 0.000387 | 0.000403 | 0 | -0.000314 | -0.000539 | -0.000913 | -0.001356 | -0.001884 | -0.002306 | -0.002683 | -0.003204 | -0.003492 | -0.00374 | -0.00386 | -0.00398
0.003056 | 0.003196 | 0.003589 | 0.004094 | 0.004422 | 0.004524 | 0.0044 | 0.004125 | 0.003868 | 0.00351 | 0.003175 | 0.002877 | 0.002673 | 0.002507 | 0.002322 | 0.002121 | 0.001869 | 0.001677 | 0.00167 | 0.001636 | 0.0014 | 0.001023 | 0.000673 | 0.000522 | 0.000339 | 0 | -0.000271 | -0.000517 | -0.000779 | -0.001013 | -0.001337 | -0.001469 | -0.001506 | -0.00154 | -0.001289 | -0.000997 | -0.000593 | -0.000294
0.004813 | 0.004886 | 0.00508 | 0.005362 | 0.005509 | 0.005508 | 0.005445 | 0.005174 | 0.004896 | 0.004484 | 0.004074 | 0.003792 | 0.003564 | 0.003273 | 0.00288 | 0.002771 | 0.00284 | 0.003016 | 0.003344 | 0.003532 | 0.003164 | 0.00239 | 0.001471 | 0.000752 | 0.00028 | 0 | -0.000248 | -0.000422 | -0.000594 | -0.000607 | -0.000639 | -0.000488 | -0.000185 | 0.000142 | 0.000699 | 0.001273 | 0.001818 | 0.002154
0.00508 | 0.005133 | 0.0054 | 0.005666 | 0.005817 | 0.005785 | 0.005622 | 0.005287 | 0.004946 | 0.004624 | 0.004329 | 0.004012 | 0.003756 | 0.003454 | 0.003051 | 0.002947 | 0.003088 | 0.003294 | 0.003606 | 0.003693 | 0.00339 | 0.002698 | 0.00174 | 0.000828 | 0.000248 | 0 | -0.000196 | -0.000371 | -0.000488 | -0.000419 | -0.000366 | -0.000137 | 0.000159 | 0.000443 | 0.00085 | 0.001114 | 0.001275 | 0.001189
0.003678 | 0.00386 | 0.004264 | 0.004654 | 0.004782 | 0.004828 | 0.004731 | 0.004465 | 0.004168 | 0.003868 | 0.003556 | 0.003268 | 0.003018 | 0.002831 | 0.002573 | 0.002455 | 0.002351 | 0.00219 | 0.002104 | 0.001895 | 0.001775 | 0.0016 | 0.001132 | 0.000693 | 0.000254 | 0 | -0.000273 | -0.000458 | -0.000635 | -0.00073 | -0.000832 | -0.000899 | -0.000926 | -0.001069 | -0.001203 | -0.001557 | -0.001892 | -0.00256
0.001802 | 0.002138 | 0.002696 | 0.00321 | 0.003416 | 0.003463 | 0.003455 | 0.003293 | 0.003146 | 0.002821 | 0.002483 | 0.002157 | 0.002016 | 0.001945 | 0.001886 | 0.001728 | 0.001268 | 0.000668 | 0.000157 | -0.000267 | -0.000253 | 0.000144 | 0.000331 | 0.000461 | 0.000367 | 0 | -0.000274 | -0.000497 | -0.000798 | -0.001101 | -0.001536 | -0.001861 | -0.002333 | -0.002939 | -0.003527 | -0.00422 | -0.004907 | -0.005746
0.001023 | 0.001363 | 0.001954 | 0.00248 | 0.002684 | 0.002785 | 0.002829 | 0.002637 | 0.002414 | 0.002114 | 0.001794 | 0.001565 | 0.001359 | 0.001418 | 0.001445 | 0.001281 | 0.000653 | -8.6e-05 | -0.00065 | -0.001149 | -0.001068 | -0.000605 | -0.000148 | 0.000312 | 0.000366 | 0 | -0.000258 | -0.000532 | -0.000924 | -0.001379 | -0.001987 | -0.002476 | -0.003051 | -0.003765 | -0.004337 | -0.004985 | -0.005337 | -0.005928
0.001919 | 0.00224 | 0.002723 | 0.003163 | 0.003358 | 0.00341 | 0.003377 | 0.003187 | 0.00294 | 0.002645 | 0.002294 | 0.002003 | 0.001827 | 0.001752 | 0.001703 | 0.001565 | 0.001052 | 0.000603 | 0.000318 | 0.000109 | 2e-05 | 9e-05 | 0.000144 | 0.000431 | 0.000425 | 0 | -0.000304 | -0.000542 | -0.00091 | -0.001323 | -0.001827 | -0.002153 | -0.002512 | -0.002858 | -0.003005 | -0.003071 | -0.003001 | -0.002984
0.003925 | 0.004042 | 0.004364 | 0.004704 | 0.004829 | 0.004782 | 0.004656 | 0.004312 | 0.003987 | 0.0036 | 0.003184 | 0.002922 | 0.002737 | 0.002538 | 0.00229 | 0.002191 | 0.00201 | 0.002048 | 0.002227 | 0.002332 | 0.002046 | 0.001538 | 0.000958 | 0.000606 | 0.000365 | 0 | -0.00025 | -0.000492 | -0.000696 | -0.000915 | -0.001097 | -0.001107 | -0.001072 | -0.000968 | -0.000596 | -0.000114 | 0.000323 | 0.000752
0.005326 | 0.005371 | 0.005468 | 0.005599 | 0.005648 | 0.005623 | 0.005429 | 0.005091 | 0.004756 | 0.004358 | 0.003969 | 0.003668 | 0.003466 | 0.00313 | 0.002767 | 0.002706 | 0.002858 | 0.00313 | 0.003631 | 0.003865 | 0.003513 | 0.002662 | 0.001659 | 0.000806 | 0.000288 | 0 | -0.000195 | -0.000389 | -0.000586 | -0.000583 | -0.000539 | -0.000347 | -5e-06 | 0.000396 | 0.000982 | 0.001612 | 0.002193 | 0.002473
0.005422 | 0.0054 | 0.005554 | 0.005829 | 0.006007 | 0.005948 | 0.005728 | 0.005356 | 0.004968 | 0.004567 | 0.004143 | 0.003812 | 0.003599 | 0.003243 | 0.002869 | 0.002816 | 0.003033 | 0.003297 | 0.003657 | 0.003768 | 0.003518 | 0.002833 | 0.001783 | 0.000832 | 0.000303 | 0 | -0.000248 | -0.000421 | -0.000581 | -0.0005 | -0.000423 | -0.000171 | 0.000123 | 0.000355 | 0.000773 | 0.001078 | 0.001163 | 0.001051
0.00395 | 0.004175 | 0.004572 | 0.004945 | 0.005007 | 0.004949 | 0.004842 | 0.004559 | 0.00425 | 0.003874 | 0.0035 | 0.003233 | 0.00303 | 0.002818 | 0.002579 | 0.002514 | 0.002411 | 0.002321 | 0.002304 | 0.002152 | 0.002017 | 0.001815 | 0.001334 | 0.000787 | 0.000349 | 0 | -0.000186 | -0.000411 | -0.000523 | -0.00064 | -0.00076 | -0.000761 | -0.000814 | -0.000918 | -0.001122 | -0.001469 | -0.001787 | -0.002484
0.002564 | 0.00291 | 0.003339 | 0.003719 | 0.00379 | 0.003817 | 0.003802 | 0.003537 | 0.00331 | 0.002925 | 0.002649 | 0.00227 | 0.002093 | 0.002016 | 0.001947 | 0.001839 | 0.001411 | 0.000852 | 0.000425 | -2.1e-05 | -6e-06 | 0.000315 | 0.000429 | 0.000526 | 0.000312 | 0 | -0.000291 | -0.000546 | -0.000876 | -0.001197 | -0.001615 | -0.00196 | -0.002385 | -0.003014 | -0.003515 | -0.004238 | -0.004864 | -0.005808
0.001466 | 0.001751 | 0.00234 | 0.002936 | 0.003131 | 0.003156 | 0.003134 | 0.002892 | 0.002639 | 0.00231 | 0.001914 | 0.001635 | 0.001522 | 0.001514 | 0.001551 | 0.001383 | 0.000751 | 3.1e-05 | -0.000597 | -0.001101 | -0.001028 | -0.000454 | -8.9e-05 | 0.000406 | 0.000494 | 0 | -0.000333 | -0.000596 | -0.000929 | -0.001466 | -0.002051 | -0.002528 | -0.003207 | -0.003978 | -0.004661 | -0.005413 | -0.006068 | -0.006858
0.001978 | 0.002404 | 0.002921 | 0.003297 | 0.003341 | 0.0033 | 0.003293 | 0.003067 | 0.002851 | 0.002495 | 0.002161 | 0.001929 | 0.001731 | 0.00175 | 0.001714 | 0.001535 | 0.000931 | 0.000281 | -0.000181 | -0.000511 | -0.000559 | -0.000279 | -2.1e-05 | 0.000454 | 0.000447 | 0 | -0.000233 | -0.00055 | -0.000896 | -0.00141 | -0.002032 | -0.002495 | -0.003039 | -0.003605 | -0.004073 | -0.004518 | -0.004644 | -0.004902
0.003563 | 0.003672 | 0.003906 | 0.004201 | 0.004286 | 0.004317 | 0.004229 | 0.003932 | 0.003645 | 0.003287 | 0.002974 | 0.002539 | 0.002406 | 0.002233 | 0.002111 | 0.001974 | 0.001657 | 0.001367 | 0.001324 | 0.001269 | 0.001126 | 0.000848 | 0.000548 | 0.000549 | 0.000425 | 0 | -0.000298 | -0.000554 | -0.000951 | -0.001333 | -0.001709 | -0.001949 | -0.002158 | -0.002334 | -0.002158 | -0.001934 | -0.001645 | -0.001437
0.005214 | 0.005228 | 0.00548 | 0.005792 | 0.005901 | 0.005702 | 0.00549 | 0.005115 | 0.004731 | 0.004291 | 0.003866 | 0.003653 | 0.00339 | 0.003099 | 0.002811 | 0.00272 | 0.002699 | 0.002854 | 0.003208 | 0.003386 | 0.003016 | 0.002322 | 0.001432 | 0.00083 | 0.000479 | 0 | -0.000224 | -0.000444 | -0.000597 | -0.000752 | -0.000822 | -0.000781 | -0.000633 | -0.000398 | 5.4e-05 | 0.000584 | 0.001049 | 0.001508
0.006252 | 0.006424 | 0.006538 | 0.006565 | 0.00643 | 0.006405 | 0.006202 | 0.005856 | 0.005538 | 0.005093 | 0.004816 | 0.004471 | 0.004233 | 0.00388 | 0.003358 | 0.003304 | 0.003476 | 0.003844 | 0.004301 | 0.004582 | 0.004131 | 0.00316 | 0.00191 | 0.000951 | 0.000311 | 0 | -0.000143 | -0.000393 | -0.000594 | -0.000539 | -0.00057 | -0.000306 | 0.000104 | 0.000418 | 0.001066 | 0.001622 | 0.002256 | 0.002476
0.006597 | 0.006484 | 0.006554 | 0.006743 | 0.006844 | 0.006731 | 0.006506 | 0.006073 | 0.00568 | 0.005215 | 0.004806 | 0.00443 | 0.004142 | 0.003742 | 0.003316 | 0.003296 | 0.00342 | 0.003746 | 0.00405 | 0.004183 | 0.003926 | 0.003099 | 0.001913 | 0.000893 | 0.000269 | 0 | -0.000385 | -0.000464 | -0.000724 | -0.000683 | -0.000572 | -0.000376 | -0.000162 | 0.000136 | 0.000522 | 0.000883 | 0.000977 | 0.00074
0.005499 | 0.005729 | 0.006112 | 0.006393 | 0.006394 | 0.006161 | 0.005988 | 0.00562 | 0.005268 | 0.004846 | 0.00445 | 0.004193 | 0.003925 | 0.003659 | 0.003336 | 0.003251 | 0.003183 | 0.00313 | 0.003097 | 0.002927 | 0.002653 | 0.002348 | 0.001602 | 0.000926 | 0.00042 | 0 | -0.00013 | -0.000372 | -0.000485 | -0.000601 | -0.000622 | -0.000589 | -0.000649 | -0.000825 | -0.000877 | -0.001246 | -0.001566 | -0.002262
0.004191 | 0.004549 | 0.004835 | 0.005001 | 0.004902 | 0.004929 | 0.004906 | 0.004686 | 0.004427 | 0.00403 | 0.00378 | 0.003351 | 0.0032 | 0.003039 | 0.002785 | 0.002621 | 0.002248 | 0.001797 | 0.001369 | 0.000942 | 0.000824 | 0.00088 | 0.000806 | 0.000677 | 0.000375 | 0 | -0.000162 | -0.000492 | -0.000934 | -0.001169 | -0.001625 | -0.001842 | -0.00216 | -0.002838 | -0.003238 | -0.004081 | -0.004625 | -0.005638
0.002835 | 0.003051 | 0.003636 | 0.004156 | 0.004332 | 0.004228 | 0.004156 | 0.003841 | 0.00355 | 0.003179 | 0.002847 | 0.002505 | 0.002334 | 0.002221 | 0.002236 | 0.002089 | 0.001422 | 0.000701 | 1.8e-05 | -0.000637 | -0.000519 | -6.5e-05 | 0.000178 | 0.00053 | 0.000468 | 0 | -0.000433 | -0.000574 | -0.00102 | -0.001506 | -0.002015 | -0.0025 | -0.003225 | -0.003987 | -0.004802 | -0.005654 | -0.006501 | -0.0076
0.002825 | 0.003314 | 0.003849 | 0.004204 | 0.004066 | 0.003982 | 0.003916 | 0.003683 | 0.003465 | 0.00313 | 0.002737 | 0.002534 | 0.002314 | 0.002316 | 0.002258 | 0.002058 | 0.001356 | 0.000452 | -0.000174 | -0.000768 | -0.000895 | -0.000361 | -7.5e-05 | 0.000473 | 0.000557 | 0 | -0.00016 | -0.000506 | -0.000825 | -0.001445 | -0.002118 | -0.002705 | -0.003374 | -0.004268 | -0.004979 | -0.005869 | -0.006399 | -0.007118
0.003538 | 0.003776 | 0.004017 | 0.00424 | 0.004241 | 0.004271 | 0.004256 | 0.003994 | 0.003811 | 0.003426 | 0.00313 | 0.002703 | 0.002561 | 0.002489 | 0.002358 | 0.002221 | 0.001557 | 0.000981 | 0.000451 | 5e-06 | -4.9e-05 | 0 | 9.2e-05 | 0.00051 | 0.000498 | 0 | -0.000254 | -0.000506 | -0.00114 | -0.001568 | -0.002284 | -0.00268 | -0.003292 | -0.003905 | -0.004215 | -0.004628 | -0.004718 | -0.00508
0.004681 | 0.004691 | 0.005038 | 0.005432 | 0.005411 | 0.005148 | 0.004992 | 0.004612 | 0.00421 | 0.003778 | 0.003388 | 0.003168 | 0.002891 | 0.002703 | 0.002617 | 0.002445 | 0.002064 | 0.001767 | 0.00168 | 0.001594 | 0.001322 | 0.001081 | 0.00063 | 0.000588 | 0.000452 | 0 | -0.000394 | -0.000618 | -0.000874 | -0.001355 | -0.0016 | -0.001947 | -0.002149 | -0.002378 | -0.002417 | -0.002322 | -0.00218 | -0.00212
0.006596 | 0.00681 | 0.006856 | 0.006816 | 0.006533 | 0.006382 | 0.006246 | 0.005849 | 0.005476 | 0.005062 | 0.004674 | 0.004437 | 0.004225 | 0.003947 | 0.003438 | 0.003379 | 0.003376 | 0.003346 | 0.003658 | 0.003616 | 0.003079 | 0.002351 | 0.001319 | 0.000875 | 0.000492 | 0 | -4.1e-05 | -0.000339 | -0.000631 | -0.000847 | -0.001113 | -0.001129 | -0.000942 | -0.00092 | -0.000382 | -1.9e-05 | 0.000678 | 0.001054
0.007457 | 0.007214 | 0.007097 | 0.007088 | 0.007058 | 0.00693 | 0.006797 | 0.006273 | 0.00593 | 0.005406 | 0.004971 | 0.004501 | 0.004337 | 0.003965 | 0.003514 | 0.003391 | 0.003657 | 0.003926 | 0.004399 | 0.004597 | 0.00423 | 0.003205 | 0.001928 | 0.000957 | 0.000355 | 0 | -0.000339 | -0.000481 | -0.000772 | -0.000782 | -0.000738 | -0.000573 | -0.000267 | -2.8e-05 | 0.000606 | 0.001281 | 0.001889 | 0.002155
0.007802 | 0.007701 | 0.007832 | 0.00797 | 0.007814 | 0.007433 | 0.007051 | 0.006593 | 0.006107 | 0.005474 | 0.005061 | 0.004877 | 0.004539 | 0.004085 | 0.00367 | 0.00366 | 0.003881 | 0.004173 | 0.004644 | 0.004873 | 0.004447 | 0.003472 | 0.00211 | 0.000905 | 0.000239 | 0 | -0.000287 | -0.000391 | -0.000529 | -0.000539 | -0.000454 | -0.000114 | 0.000318 | 0.000516 | 0.001037 | 0.001478 | 0.001829 | 0.001843
0.00747 | 0.00756 | 0.007378 | 0.007232 | 0.007031 | 0.006925 | 0.006863 | 0.006413 | 0.00608 | 0.005687 | 0.005236 | 0.004854 | 0.004679 | 0.004248 | 0.003677 | 0.003624 | 0.003907 | 0.004063 | 0.004493 | 0.004378 | 0.003856 | 0.003212 | 0.001972 | 0.000962 | 0.000394 | 0 | -0.000114 | -0.000391 | -0.000634 | -0.00063 | -0.000547 | -0.000507 | -0.000223 | -0.000171 | 0.000217 | 0.000405 | 0.000496 | 0.000239
0.005682 | 0.005463 | 0.005605 | 0.005854 | 0.005899 | 0.005774 | 0.005688 | 0.005231 | 0.00492 | 0.004403 | 0.003929 | 0.003582 | 0.003352 | 0.003159 | 0.002853 | 0.002787 | 0.002669 | 0.00271 | 0.002762 | 0.002704 | 0.002709 | 0.002405 | 0.001628 | 0.000875 | 0.000319 | 0 | -0.000383 | -0.000546 | -0.000883 | -0.001003 | -0.001136 | -0.001099 | -0.00125 | -0.001604 | -0.001682 | -0.001939 | -0.002282 | -0.003372

## ACS241_CC_taarray
-0.070542 | -0.067852 | -0.065079 | -0.06314 | -0.061816 | -0.059146 | -0.057339 | -0.055566 | -0.052785 | -0.049374 | -0.047293 | -0.043991 | -0.04131 | -0.038831 | -0.03623 | -0.034492 | -0.031094 | -0.027742 | -0.025451 | -0.0229 | -0.017643 | -0.014608 | -0.011158 | -0.007541 | -0.003196 | 0 | 0.005214 | 0.007608 | 0.012265 | 0.017199 | 0.019867 | 0.024212 | 0.027216 | 0.029959 | 0.033249 | 0.035061 | 0.036549 | 0.038716 | 0.039339
-0.06171 | -0.058552 | -0.056327 | -0.054488 | -0.053189 | -0.050783 | -0.048804 | -0.046938 | -0.044689 | -0.041692 | -0.039789 | -0.036913 | -0.035056 | -0.032763 | -0.030968 | -0.029036 | -0.026059 | -0.023806 | -0.021004 | -0.019135 | -0.015208 | -0.011652 | -0.009424 | -0.005943 | -0.00242 | 0 | 0.004034 | 0.005932 | 0.010659 | 0.013739 | 0.016698 | 0.019841 | 0.021721 | 0.024381 | 0.026189 | 0.028262 | 0.028961 | 0.031019 | 0.031438
-0.051657 | -0.048438 | -0.046337 | -0.045011 | -0.043738 | -0.041617 | -0.039871 | -0.038099 | -0.036231 | -0.033802 | -0.03234 | -0.030293 | -0.028651 | -0.027049 | -0.025626 | -0.0242 | -0.021716 | -0.019507 | -0.017362 | -0.01579 | -0.012324 | -0.009611 | -0.007787 | -0.004861 | -0.002434 | 0 | 0.002908 | 0.004275 | 0.007441 | 0.010503 | 0.012705 | 0.014814 | 0.016382 | 0.01799 | 0.019416 | 0.020519 | 0.021506 | 0.022324 | 0.022649
-0.04247 | -0.039062 | -0.03743 | -0.036261 | -0.035196 | -0.033274 | -0.031894 | -0.03006 | -0.028347 | -0.026229 | -0.025278 | -0.023419 | -0.022383 | -0.021028 | -0.019758 | -0.018881 | -0.016957 | -0.015331 | -0.013713 | -0.012337 | -0.009485 | -0.007342 | -0.00592 | -0.003398 | -0.001373 | 0 | 0.002583 | 0.003528 | 0.005733 | 0.007855 | 0.00953 | 0.010891 | 0.0119 | 0.012933 | 0.014282 | 0.014959 | 0.015284 | 0.015918 | 0.016176
-0.036156 | -0.032854 | -0.031376 | -0.030319 | -0.029416 | -0.027348 | -0.026109 | -0.024579 | -0.023345 | -0.02135 | -0.020776 | -0.019195 | -0.01845 | -0.017149 | -0.016392 | -0.0155 | -0.014127 | -0.012643 | -0.011222 | -0.010098 | -0.007801 | -0.005968 | -0.004444 | -0.00285 | -0.001007 | 0 | 0.001761 | 0.002333 | 0.004393 | 0.006021 | 0.0067 | 0.008331 | 0.008659 | 0.0095 | 0.010402 | 0.010884 | 0.010752 | 0.011081 | 0.011268
-0.031882 | -0.028559 | -0.027092 | -0.026229 | -0.025314 | -0.02368 | -0.02238 | -0.021089 | -0.01979 | -0.018075 | -0.017444 | -0.016444 | -0.015529 | -0.014777 | -0.014068 | -0.013613 | -0.012214 | -0.010909 | -0.009775 | -0.008607 | -0.006593 | -0.00496 | -0.003781 | -0.002251 | -0.000842 | 0 | 0.001199 | 0.00175 | 0.003067 | 0.00473 | 0.005046 | 0.006148 | 0.00635 | 0.007008 | 0.007841 | 0.00751 | 0.007901 | 0.007941 | 0.008044
-0.028918 | -0.025732 | -0.024317 | -0.02362 | -0.022659 | -0.020975 | -0.019686 | -0.018462 | -0.017304 | -0.01593 | -0.015193 | -0.01433 | -0.01366 | -0.012896 | -0.012231 | -0.011683 | -0.010525 | -0.009339 | -0.008317 | -0.007368 | -0.005562 | -0.004141 | -0.002965 | -0.001561 | -0.000611 | 0 | 0.001237 | 0.001542 | 0.002658 | 0.003962 | 0.004179 | 0.004952 | 0.00503 | 0.005714 | 0.006076 | 0.006024 | 0.006103 | 0.006256 | 0.006202
-0.027086 | -0.023916 | -0.022577 | -0.021732 | -0.020886 | -0.01927 | -0.018136 | -0.016903 | -0.015849 | -0.014493 | -0.013969 | -0.012837 | -0.012283 | -0.011653 | -0.011246 | -0.01062 | -0.009514 | -0.008457 | -0.007428 | -0.006549 | -0.00494 | -0.00357 | -0.00265 | -0.001364 | -0.00013 | 0 | 0.001335 | 0.001501 | 0.002404 | 0.003568 | 0.003825 | 0.004299 | 0.004255 | 0.004847 | 0.005077 | 0.005071 | 0.004966 | 0.005106 | 0.0051
-0.026118 | -0.02292 | -0.021652 | -0.020828 | -0.019946 | -0.01838 | -0.017282 | -0.016106 | -0.015066 | -0.013765 | -0.01335 | -0.012314 | -0.011869 | -0.011345 | -0.010651 | -0.01022 | -0.00925 | -0.008223 | -0.007211 | -0.006346 | -0.004897 | -0.003568 | -0.002422 | -0.001392 | -0.000373 | 0 | 0.001047 | 0.001136 | 0.002115 | 0.003194 | 0.003136 | 0.003814 | 0.003888 | 0.004307 | 0.004521 | 0.004259 | 0.004718 | 0.004479 | 0.004531
-0.025648 | -0.022529 | -0.021316 | -0.020588 | -0.019705 | -0.018142 | -0.01697 | -0.015855 | -0.01473 | -0.013482 | -0.01293 | -0.012025 | -0.011691 | -0.01103 | -0.010364 | -0.010059 | -0.009058 | -0.008126 | -0.00694 | -0.00599 | -0.004644 | -0.00352 | -0.002428 | -0.001289 | -0.000173 | 0 | 0.001089 | 0.001176 | 0.00201 | 0.003062 | 0.003056 | 0.0037 | 0.003613 | 0.004018 | 0.004004 | 0.00409 | 0.003941 | 0.004269 | 0.00406
-0.024657 | -0.021577 | -0.020279 | -0.019532 | -0.018663 | -0.017223 | -0.016191 | -0.015173 | -0.014166 | -0.013025 | -0.012286 | -0.011626 | -0.011091 | -0.010657 | -0.010151 | -0.009674 | -0.008754 | -0.007842 | -0.006673 | -0.005983 | -0.004685 | -0.003411 | -0.002419 | -0.001415 | -0.000492 | 0 | 0.000727 | 0.000995 | 0.001645 | 0.002544 | 0.002679 | 0.003242 | 0.003036 | 0.003557 | 0.003709 | 0.00376 | 0.003575 | 0.003621 | 0.003607
-0.023689 | -0.02067 | -0.019389 | -0.018643 | -0.017914 | -0.016496 | -0.015481 | -0.014416 | -0.013553 | -0.012494 | -0.011873 | -0.01112 | -0.010759 | -0.010259 | -0.00961 | -0.009264 | -0.008411 | -0.0074 | -0.006459 | -0.005644 | -0.004319 | -0.003399 | -0.002223 | -0.001174 | -0.000341 | 0 | 0.000896 | 0.000973 | 0.001695 | 0.002587 | 0.002744 | 0.003237 | 0.003222 | 0.003386 | 0.003755 | 0.003612 | 0.00357 | 0.003629 | 0.003563
-0.022862 | -0.019919 | -0.018679 | -0.017953 | -0.017186 | -0.015858 | -0.014939 | -0.014078 | -0.013165 | -0.012052 | -0.011512 | -0.010811 | -0.010459 | -0.009982 | -0.009499 | -0.009104 | -0.008262 | -0.007403 | -0.006341 | -0.00551 | -0.004234 | -0.003205 | -0.002261 | -0.001193 | -0.000378 | 0 | 0.000731 | 0.000969 | 0.00163 | 0.002547 | 0.002518 | 0.003133 | 0.003144 | 0.003352 | 0.003776 | 0.003602 | 0.00355 | 0.003558 | 0.003522
-0.021724 | -0.018883 | -0.017649 | -0.01693 | -0.016245 | -0.015019 | -0.01414 | -0.013255 | -0.012422 | -0.011529 | -0.010961 | -0.010479 | -0.010035 | -0.009605 | -0.009055 | -0.008714 | -0.007832 | -0.007062 | -0.006087 | -0.005296 | -0.004074 | -0.003153 | -0.002105 | -0.001195 | -0.000353 | 0 | 0.00079 | 0.001031 | 0.001596 | 0.002469 | 0.002539 | 0.002913 | 0.003067 | 0.003482 | 0.003452 | 0.003365 | 0.003399 | 0.00349 | 0.003536
-0.020976 | -0.018197 | -0.017049 | -0.016323 | -0.015629 | -0.014471 | -0.013663 | -0.012797 | -0.012037 | -0.011152 | -0.010641 | -0.010147 | -0.009691 | -0.009403 | -0.008941 | -0.008512 | -0.007771 | -0.006996 | -0.006026 | -0.00532 | -0.004138 | -0.003088 | -0.002214 | -0.001274 | -0.00054 | 0 | 0.000674 | 0.000987 | 0.001545 | 0.002336 | 0.002525 | 0.002782 | 0.002951 | 0.003218 | 0.003299 | 0.003262 | 0.003127 | 0.003249 | 0.003355
-0.020219 | -0.017582 | -0.016395 | -0.015702 | -0.015044 | -0.013934 | -0.013159 | -0.012324 | -0.011619 | -0.010779 | -0.010378 | -0.009836 | -0.009432 | -0.009123 | -0.008655 | -0.008295 | -0.007565 | -0.006902 | -0.005934 | -0.005153 | -0.004075 | -0.00313 | -0.002222 | -0.001352 | -0.000499 | 0 | 0.000691 | 0.001041 | 0.001632 | 0.002367 | 0.002528 | 0.002891 | 0.002814 | 0.003078 | 0.003239 | 0.003192 | 0.003244 | 0.003378 | 0.003269
-0.019194 | -0.01662 | -0.015464 | -0.014878 | -0.014208 | -0.013176 | -0.012418 | -0.011685 | -0.010988 | -0.010171 | -0.009784 | -0.009273 | -0.00895 | -0.008666 | -0.008301 | -0.007876 | -0.007308 | -0.006561 | -0.005601 | -0.004916 | -0.003852 | -0.003048 | -0.002088 | -0.001261 | -0.000524 | 0 | 0.000797 | 0.001063 | 0.001762 | 0.002267 | 0.002547 | 0.002896 | 0.002923 | 0.003302 | 0.003394 | 0.003267 | 0.003275 | 0.003232 | 0.003278
-0.01861 | -0.016029 | -0.01491 | -0.01431 | -0.013711 | -0.012724 | -0.01199 | -0.011299 | -0.010667 | -0.009928 | -0.00945 | -0.009022 | -0.008733 | -0.008407 | -0.008083 | -0.007701 | -0.007106 | -0.006412 | -0.005496 | -0.004905 | -0.003773 | -0.002986 | -0.002073 | -0.001276 | -0.000516 | 0 | 0.000754 | 0.001043 | 0.001712 | 0.002349 | 0.002554 | 0.002879 | 0.00297 | 0.003206 | 0.003361 | 0.003267 | 0.003205 | 0.003342 | 0.003282
-0.017901 | -0.015478 | -0.014371 | -0.01378 | -0.013198 | -0.012263 | -0.011591 | -0.010885 | -0.010261 | -0.009588 | -0.009131 | -0.008758 | -0.008406 | -0.008222 | -0.007934 | -0.007539 | -0.007039 | -0.006326 | -0.005466 | -0.004879 | -0.003902 | -0.003025 | -0.002105 | -0.00132 | -0.000563 | 0 | 0.000588 | 0.001004 | 0.00153 | 0.002274 | 0.002483 | 0.002761 | 0.002884 | 0.003088 | 0.003248 | 0.003178 | 0.0032 | 0.003196 | 0.003235
-0.017234 | -0.014852 | -0.013794 | -0.013232 | -0.012667 | -0.011809 | -0.011161 | -0.010519 | -0.009926 | -0.009245 | -0.008851 | -0.008472 | -0.008242 | -0.007929 | -0.007614 | -0.007276 | -0.006776 | -0.006163 | -0.005333 | -0.00469 | -0.003782 | -0.002986 | -0.00209 | -0.001284 | -0.000557 | 0 | 0.000658 | 0.001027 | 0.001578 | 0.002152 | 0.002437 | 0.002663 | 0.002849 | 0.003063 | 0.003202 | 0.003082 | 0.003134 | 0.003167 | 0.003153
-0.016774 | -0.014463 | -0.013396 | -0.012821 | -0.012291 | -0.011494 | -0.010866 | -0.01023 | -0.009647 | -0.009055 | -0.008678 | -0.008292 | -0.008062 | -0.007766 | -0.007507 | -0.007184 | -0.006682 | -0.00608 | -0.005248 | -0.004668 | -0.00373 | -0.002987 | -0.00214 | -0.00127 | -0.000608 | 0 | 0.000536 | 0.000908 | 0.001501 | 0.002009 | 0.002286 | 0.002664 | 0.002638 | 0.002885 | 0.003091 | 0.002851 | 0.002922 | 0.002966 | 0.002952
-0.016125 | -0.01389 | -0.012846 | -0.012267 | -0.01177 | -0.010987 | -0.010438 | -0.009839 | -0.009328 | -0.008696 | -0.008403 | -0.00804 | -0.007774 | -0.007468 | -0.007244 | -0.006969 | -0.006514 | -0.005934 | -0.005118 | -0.00451 | -0.003628 | -0.002925 | -0.002034 | -0.001218 | -0.000585 | 0 | 0.000544 | 0.001058 | 0.00157 | 0.00204 | 0.002316 | 0.002637 | 0.002733 | 0.002892 | 0.002985 | 0.002915 | 0.002881 | 0.002932 | 0.002976
-0.01571 | -0.013497 | -0.012546 | -0.011971 | -0.011482 | -0.010736 | -0.010188 | -0.009638 | -0.009101 | -0.008514 | -0.008168 | -0.007823 | -0.007579 | -0.007389 | -0.007066 | -0.006807 | -0.006371 | -0.005791 | -0.005015 | -0.004433 | -0.003604 | -0.002855 | -0.002067 | -0.001262 | -0.000585 | 0 | 0.000614 | 0.000968 | 0.001536 | 0.002034 | 0.002301 | 0.002617 | 0.002625 | 0.002819 | 0.002905 | 0.002898 | 0.002884 | 0.002905 | 0.00294
-0.01519 | -0.013069 | -0.012083 | -0.01154 | -0.01107 | -0.010375 | -0.009837 | -0.009257 | -0.008804 | -0.008243 | -0.007954 | -0.007625 | -0.007381 | -0.007146 | -0.006937 | -0.006658 | -0.006218 | -0.005676 | -0.004906 | -0.004365 | -0.00354 | -0.002765 | -0.001941 | -0.001207 | -0.000545 | 0 | 0.000609 | 0.000997 | 0.001536 | 0.001942 | 0.002259 | 0.002548 | 0.002618 | 0.002761 | 0.00298 | 0.002791 | 0.002795 | 0.002806 | 0.002878
-0.014655 | -0.012586 | -0.011639 | -0.01114 | -0.010703 | -0.010016 | -0.00952 | -0.009023 | -0.008541 | -0.008029 | -0.007723 | -0.007443 | -0.007206 | -0.006977 | -0.006722 | -0.006493 | -0.006089 | -0.00554 | -0.004832 | -0.004276 | -0.003468 | -0.002693 | -0.001969 | -0.001188 | -0.000578 | 0 | 0.000576 | 0.000976 | 0.00151 | 0.001972 | 0.002266 | 0.002431 | 0.002598 | 0.002751 | 0.002877 | 0.002748 | 0.002832 | 0.002792 | 0.002831
-0.01432 | -0.012299 | -0.011373 | -0.010881 | -0.010425 | -0.009778 | -0.009291 | -0.008807 | -0.008364 | -0.007873 | -0.007571 | -0.007256 | -0.007079 | -0.006859 | -0.006602 | -0.006322 | -0.005961 | -0.005438 | -0.004681 | -0.00417 | -0.003395 | -0.002655 | -0.001917 | -0.001213 | -0.000534 | 0 | 0.00062 | 0.001033 | 0.001555 | 0.001888 | 0.002236 | 0.002495 | 0.002535 | 0.002728 | 0.002831 | 0.002826 | 0.002718 | 0.002792 | 0.002781
-0.013876 | -0.01191 | -0.010992 | -0.010483 | -0.010072 | -0.009475 | -0.009002 | -0.008541 | -0.008091 | -0.007591 | -0.007351 | -0.007086 | -0.006852 | -0.006654 | -0.006398 | -0.00615 | -0.005836 | -0.005321 | -0.004635 | -0.004052 | -0.003325 | -0.002617 | -0.001864 | -0.001148 | -0.000523 | 0 | 0.000568 | 0.000947 | 0.001496 | 0.001909 | 0.002158 | 0.00243 | 0.002465 | 0.002652 | 0.002754 | 0.002652 | 0.00268 | 0.002618 | 0.002683
-0.013399 | -0.011477 | -0.010606 | -0.010133 | -0.009739 | -0.009153 | -0.008695 | -0.008243 | -0.007823 | -0.007368 | -0.007097 | -0.006906 | -0.006678 | -0.006465 | -0.006267 | -0.005974 | -0.005673 | -0.005132 | -0.004487 | -0.003979 | -0.003259 | -0.002609 | -0.001855 | -0.001152 | -0.000525 | 0 | 0.000564 | 0.000916 | 0.001381 | 0.001813 | 0.002043 | 0.002306 | 0.002416 | 0.00255 | 0.002568 | 0.002538 | 0.002473 | 0.002485 | 0.002508
-0.013069 | -0.011189 | -0.010285 | -0.009838 | -0.009448 | -0.008885 | -0.00844 | -0.007981 | -0.007578 | -0.007147 | -0.006924 | -0.006672 | -0.006469 | -0.006283 | -0.006071 | -0.00585 | -0.005504 | -0.005038 | -0.004331 | -0.003825 | -0.003146 | -0.002448 | -0.001795 | -0.001111 | -0.000518 | 0 | 0.000512 | 0.000912 | 0.001394 | 0.001718 | 0.002009 | 0.002264 | 0.002359 | 0.00245 | 0.002521 | 0.002485 | 0.002389 | 0.00237 | 0.002419
-0.012503 | -0.010664 | -0.009797 | -0.009362 | -0.00899 | -0.00846 | -0.00805 | -0.007609 | -0.007231 | -0.006793 | -0.00658 | -0.006374 | -0.006204 | -0.005976 | -0.005796 | -0.005587 | -0.005283 | -0.004785 | -0.00415 | -0.003659 | -0.003051 | -0.002377 | -0.001721 | -0.001042 | -0.000491 | 0 | 0.000521 | 0.000908 | 0.001311 | 0.001675 | 0.00194 | 0.00219 | 0.002295 | 0.002361 | 0.002411 | 0.002284 | 0.00232 | 0.002249 | 0.002335
-0.012284 | -0.010475 | -0.009622 | -0.00918 | -0.00886 | -0.008324 | -0.007925 | -0.007488 | -0.007151 | -0.006708 | -0.006438 | -0.006275 | -0.006073 | -0.005952 | -0.005719 | -0.005467 | -0.005132 | -0.004713 | -0.004055 | -0.003592 | -0.002932 | -0.002342 | -0.001708 | -0.001055 | -0.000508 | 0 | 0.000526 | 0.000891 | 0.001294 | 0.001666 | 0.00189 | 0.00212 | 0.002224 | 0.002304 | 0.00231 | 0.002254 | 0.002221 | 0.002235 | 0.002255
-0.011789 | -0.010024 | -0.00919 | -0.008779 | -0.008433 | -0.007909 | -0.007556 | -0.007137 | -0.006793 | -0.006394 | -0.006164 | -0.005967 | -0.005796 | -0.005648 | -0.005407 | -0.005223 | -0.0049 | -0.004474 | -0.003866 | -0.003415 | -0.002793 | -0.002235 | -0.001594 | -0.000987 | -0.000477 | 0 | 0.000507 | 0.000907 | 0.001294 | 0.001601 | 0.001855 | 0.002093 | 0.00216 | 0.002279 | 0.002348 | 0.002214 | 0.002199 | 0.002184 | 0.002253
-0.011291 | -0.009565 | -0.008795 | -0.008362 | -0.008044 | -0.007588 | -0.00721 | -0.006839 | -0.006502 | -0.006107 | -0.00592 | -0.005731 | -0.005557 | -0.005393 | -0.005205 | -0.005014 | -0.00473 | -0.004283 | -0.003713 | -0.003279 | -0.002738 | -0.002138 | -0.001567 | -0.000934 | -0.000463 | 0 | 0.000481 | 0.000802 | 0.001209 | 0.001533 | 0.001716 | 0.001944 | 0.002072 | 0.002151 | 0.002211 | 0.002117 | 0.002091 | 0.00206 | 0.002091
-0.010972 | -0.009266 | -0.008473 | -0.008081 | -0.007757 | -0.007278 | -0.006933 | -0.006553 | -0.00625 | -0.00585 | -0.005643 | -0.005463 | -0.005295 | -0.005146 | -0.004962 | -0.004771 | -0.004497 | -0.004057 | -0.003498 | -0.003089 | -0.002527 | -0.002033 | -0.001475 | -0.000859 | -0.00038 | 0 | 0.000505 | 0.000768 | 0.001168 | 0.001462 | 0.001665 | 0.001868 | 0.001989 | 0.001991 | 0.002025 | 0.002024 | 0.001939 | 0.001942 | 0.001986
-0.010677 | -0.009001 | -0.008225 | -0.007818 | -0.007494 | -0.007048 | -0.006699 | -0.006349 | -0.006025 | -0.005651 | -0.00545 | -0.005282 | -0.0051 | -0.004963 | -0.004748 | -0.004577 | -0.00428 | -0.003866 | -0.00331 | -0.002888 | -0.002391 | -0.001869 | -0.001362 | -0.000789 | -0.000343 | 0 | 0.000458 | 0.000768 | 0.001115 | 0.001414 | 0.001578 | 0.001701 | 0.001839 | 0.001879 | 0.0019 | 0.001849 | 0.001858 | 0.001803 | 0.001854
-0.010301 | -0.00865 | -0.007903 | -0.007493 | -0.007199 | -0.006774 | -0.006462 | -0.006107 | -0.005821 | -0.005448 | -0.005239 | -0.005111 | -0.004912 | -0.004757 | -0.004562 | -0.00438 | -0.004091 | -0.003689 | -0.003148 | -0.002778 | -0.002297 | -0.001784 | -0.001311 | -0.000771 | -0.000365 | 0 | 0.000403 | 0.000633 | 0.000954 | 0.001202 | 0.001404 | 0.001566 | 0.001691 | 0.001726 | 0.001711 | 0.001726 | 0.001742 | 0.001663 | 0.001724
-0.010075 | -0.008437 | -0.007706 | -0.00731 | -0.007038 | -0.006608 | -0.006307 | -0.005952 | -0.005662 | -0.005323 | -0.0051 | -0.004965 | -0.004779 | -0.004635 | -0.004428 | -0.004222 | -0.003933 | -0.003507 | -0.00298 | -0.002593 | -0.002123 | -0.001653 | -0.0012 | -0.00069 | -0.000321 | 0 | 0.000361 | 0.000557 | 0.000881 | 0.001086 | 0.001264 | 0.001461 | 0.001537 | 0.001604 | 0.001628 | 0.001658 | 0.001604 | 0.001561 | 0.001609
-0.00973 | -0.008135 | -0.007413 | -0.007025 | -0.006755 | -0.006367 | -0.006065 | -0.005727 | -0.005454 | -0.005112 | -0.00493 | -0.004776 | -0.004583 | -0.004446 | -0.004221 | -0.004053 | -0.003772 | -0.003348 | -0.002811 | -0.002403 | -0.001993 | -0.001561 | -0.001084 | -0.000598 | -0.000253 | 0 | 0.000298 | 0.000507 | 0.000787 | 0.001002 | 0.001159 | 0.001293 | 0.001427 | 0.001508 | 0.001511 | 0.001499 | 0.001546 | 0.001455 | 0.001514
-0.00936 | -0.007804 | -0.007094 | -0.006743 | -0.006474 | -0.006083 | -0.005822 | -0.005505 | -0.005224 | -0.00492 | -0.004718 | -0.004602 | -0.004407 | -0.004266 | -0.004069 | -0.003887 | -0.003584 | -0.00321 | -0.002687 | -0.002334 | -0.001874 | -0.001461 | -0.000982 | -0.00056 | -0.000216 | 0 | 0.000292 | 0.000456 | 0.000701 | 0.000938 | 0.001042 | 0.001221 | 0.001333 | 0.001367 | 0.001446 | 0.001459 | 0.001404 | 0.001373 | 0.001443
-0.009473 | -0.007925 | -0.007195 | -0.006825 | -0.006593 | -0.006201 | -0.005956 | -0.005624 | -0.005349 | -0.005025 | -0.004829 | -0.004716 | -0.004518 | -0.004366 | -0.004156 | -0.003962 | -0.003686 | -0.003257 | -0.002734 | -0.002293 | -0.001858 | -0.001457 | -0.00099 | -0.000553 | -0.000218 | 0 | 0.000258 | 0.00039 | 0.000607 | 0.000823 | 0.00094 | 0.001093 | 0.001195 | 0.001296 | 0.00136 | 0.001372 | 0.001357 | 0.001347 | 0.001422
-0.009571 | -0.00802 | -0.007288 | -0.006914 | -0.006686 | -0.006307 | -0.006041 | -0.00573 | -0.00547 | -0.005147 | -0.004931 | -0.004811 | -0.004639 | -0.004464 | -0.004255 | -0.004051 | -0.003769 | -0.003344 | -0.002789 | -0.002324 | -0.001909 | -0.001476 | -0.001001 | -0.000537 | -0.000197 | 0 | 0.000208 | 0.000338 | 0.000538 | 0.000727 | 0.00084 | 0.001008 | 0.001144 | 0.001215 | 0.001282 | 0.001327 | 0.001314 | 0.00131 | 0.001366
-0.009687 | -0.008139 | -0.007433 | -0.007055 | -0.006822 | -0.006443 | -0.006162 | -0.005858 | -0.0056 | -0.005294 | -0.005077 | -0.004944 | -0.004748 | -0.004605 | -0.004396 | -0.004193 | -0.003898 | -0.003435 | -0.002892 | -0.00243 | -0.00195 | -0.001525 | -0.001011 | -0.000506 | -0.000185 | 0 | 0.000203 | 0.000351 | 0.000518 | 0.000731 | 0.000824 | 0.000989 | 0.001119 | 0.001258 | 0.001352 | 0.00138 | 0.001372 | 0.001345 | 0.001416
-0.00993 | -0.00837 | -0.00767 | -0.007275 | -0.00702 | -0.006637 | -0.006352 | -0.006038 | -0.005756 | -0.005418 | -0.00523 | -0.005072 | -0.00491 | -0.004754 | -0.00454 | -0.004301 | -0.003998 | -0.00353 | -0.002982 | -0.002496 | -0.001993 | -0.001524 | -0.001069 | -0.000515 | -0.000193 | 0 | 0.000203 | 0.000344 | 0.000559 | 0.000765 | 0.000828 | 0.001056 | 0.001126 | 0.001289 | 0.001382 | 0.001441 | 0.001466 | 0.00141 | 0.001499
-0.009954 | -0.008431 | -0.007722 | -0.007352 | -0.007105 | -0.006712 | -0.006442 | -0.006144 | -0.005875 | -0.005543 | -0.005358 | -0.00522 | -0.005094 | -0.004921 | -0.004711 | -0.004512 | -0.004203 | -0.003767 | -0.003143 | -0.002665 | -0.002125 | -0.001658 | -0.001138 | -0.000593 | -0.000223 | 0 | 0.000229 | 0.000376 | 0.00059 | 0.000822 | 0.000919 | 0.001086 | 0.001213 | 0.001362 | 0.00144 | 0.001552 | 0.001585 | 0.001575 | 0.001603
-0.010066 | -0.008516 | -0.007812 | -0.007443 | -0.00718 | -0.006793 | -0.006509 | -0.006191 | -0.005929 | -0.005619 | -0.005424 | -0.005288 | -0.005116 | -0.004946 | -0.004751 | -0.004514 | -0.004222 | -0.003786 | -0.003199 | -0.002679 | -0.002163 | -0.001698 | -0.00115 | -0.000622 | -0.000243 | 0 | 0.000268 | 0.00041 | 0.000673 | 0.000883 | 0.001029 | 0.001208 | 0.001329 | 0.001495 | 0.001623 | 0.001649 | 0.001716 | 0.001676 | 0.001761
-0.009613 | -0.008076 | -0.007291 | -0.006864 | -0.006619 | -0.006241 | -0.005976 | -0.005693 | -0.005435 | -0.005147 | -0.004949 | -0.004799 | -0.004639 | -0.004483 | -0.004245 | -0.004072 | -0.003753 | -0.003321 | -0.002813 | -0.002397 | -0.001918 | -0.001536 | -0.001045 | -0.000599 | -0.000265 | 0 | 0.00026 | 0.000468 | 0.000696 | 0.000977 | 0.0011 | 0.001346 | 0.001482 | 0.001644 | 0.001791 | 0.001883 | 0.001935 | 0.001927 | 0.001956
-0.009906 | -0.008348 | -0.007566 | -0.007132 | -0.006853 | -0.00645 | -0.006158 | -0.005863 | -0.00559 | -0.005266 | -0.005093 | -0.004943 | -0.004758 | -0.004587 | -0.004362 | -0.004138 | -0.003824 | -0.003377 | -0.00285 | -0.002414 | -0.001946 | -0.001505 | -0.00102 | -0.000577 | -0.000229 | 0 | 0.000278 | 0.000436 | 0.000667 | 0.000893 | 0.00103 | 0.001234 | 0.001388 | 0.001561 | 0.001763 | 0.001788 | 0.001849 | 0.001882 | 0.001923
-0.010269 | -0.008661 | -0.007856 | -0.007406 | -0.007097 | -0.006674 | -0.006372 | -0.006034 | -0.005729 | -0.005393 | -0.005194 | -0.005016 | -0.004813 | -0.004625 | -0.004378 | -0.004146 | -0.003774 | -0.003354 | -0.002818 | -0.002375 | -0.001899 | -0.001482 | -0.00098 | -0.000507 | -0.000194 | 0 | 0.000235 | 0.000352 | 0.000579 | 0.000785 | 0.000913 | 0.001116 | 0.001247 | 0.001459 | 0.001587 | 0.001672 | 0.001745 | 0.001755 | 0.001782
-0.010494 | -0.008854 | -0.008044 | -0.007585 | -0.007275 | -0.006831 | -0.006476 | -0.006113 | -0.005808 | -0.005448 | -0.005203 | -0.005034 | -0.004832 | -0.004647 | -0.004377 | -0.004098 | -0.003788 | -0.003345 | -0.002781 | -0.002345 | -0.001866 | -0.001429 | -0.000938 | -0.000487 | -0.000145 | 0 | 0.000222 | 0.000323 | 0.000508 | 0.000707 | 0.000832 | 0.000999 | 0.001143 | 0.001318 | 0.00149 | 0.001538 | 0.001654 | 0.001637 | 0.001673
-0.010628 | -0.00898 | -0.008135 | -0.007672 | -0.007332 | -0.00687 | -0.006511 | -0.006145 | -0.00579 | -0.005458 | -0.005232 | -0.005052 | -0.004832 | -0.004621 | -0.004357 | -0.004112 | -0.003762 | -0.003331 | -0.002782 | -0.002326 | -0.001872 | -0.001417 | -0.000935 | -0.000443 | -0.00018 | 0 | 0.000144 | 0.000238 | 0.000409 | 0.000595 | 0.000728 | 0.000886 | 0.001045 | 0.001204 | 0.001352 | 0.001453 | 0.001486 | 0.001482 | 0.001538
-0.010729 | -0.009073 | -0.00824 | -0.007768 | -0.007405 | -0.006932 | -0.006569 | -0.006171 | -0.00583 | -0.005452 | -0.005235 | -0.005043 | -0.00484 | -0.004609 | -0.004359 | -0.004097 | -0.003755 | -0.003331 | -0.002818 | -0.002375 | -0.001892 | -0.001418 | -0.000939 | -0.000453 | -0.000211 | 0 | 0.00013 | 0.000227 | 0.000405 | 0.000556 | 0.000694 | 0.000844 | 0.000953 | 0.001128 | 0.001288 | 0.001363 | 0.001408 | 0.00139 | 0.001438
-0.010631 | -0.008973 | -0.008122 | -0.007642 | -0.007294 | -0.006793 | -0.006411 | -0.006014 | -0.005675 | -0.0053 | -0.005082 | -0.004884 | -0.004656 | -0.004501 | -0.004225 | -0.003971 | -0.003674 | -0.003236 | -0.002738 | -0.002293 | -0.001819 | -0.001379 | -0.000872 | -0.000429 | -0.000167 | 0 | 0.000151 | 0.000254 | 0.00043 | 0.000579 | 0.000714 | 0.000833 | 0.001033 | 0.001148 | 0.001332 | 0.001412 | 0.001455 | 0.001445 | 0.00148
-0.010574 | -0.00891 | -0.008052 | -0.00758 | -0.007211 | -0.006707 | -0.006325 | -0.005924 | -0.005597 | -0.00524 | -0.005032 | -0.004854 | -0.004639 | -0.00442 | -0.004189 | -0.003925 | -0.003633 | -0.003214 | -0.002701 | -0.002271 | -0.001848 | -0.001386 | -0.000901 | -0.000428 | -0.000138 | 0 | 0.000169 | 0.000291 | 0.000413 | 0.0006 | 0.000743 | 0.00089 | 0.00104 | 0.001201 | 0.00132 | 0.001336 | 0.001441 | 0.001427 | 0.001462
-0.010762 | -0.008968 | -0.008004 | -0.007509 | -0.007168 | -0.006666 | -0.006291 | -0.005907 | -0.005577 | -0.005219 | -0.004985 | -0.0048 | -0.004622 | -0.004423 | -0.004204 | -0.003961 | -0.003636 | -0.00324 | -0.002752 | -0.002342 | -0.001863 | -0.001416 | -0.000918 | -0.000463 | -0.000171 | 0 | 0.000192 | 0.000304 | 0.000493 | 0.000695 | 0.000797 | 0.000987 | 0.0011 | 0.00125 | 0.001397 | 0.00144 | 0.001481 | 0.001453 | 0.001493
-0.010592 | -0.008918 | -0.007946 | -0.007401 | -0.007036 | -0.006569 | -0.00619 | -0.00579 | -0.005478 | -0.005128 | -0.004892 | -0.004742 | -0.004527 | -0.00437 | -0.004153 | -0.003937 | -0.003657 | -0.003259 | -0.002759 | -0.002339 | -0.001874 | -0.001447 | -0.000938 | -0.000472 | -0.000193 | 0 | 0.000211 | 0.000327 | 0.000522 | 0.000691 | 0.000848 | 0.000964 | 0.001102 | 0.001258 | 0.001376 | 0.001452 | 0.001493 | 0.001441 | 0.001502
-0.010485 | -0.008817 | -0.007874 | -0.007304 | -0.00697 | -0.006486 | -0.006121 | -0.005743 | -0.005419 | -0.005075 | -0.00487 | -0.004702 | -0.004495 | -0.00433 | -0.004073 | -0.003896 | -0.003596 | -0.003199 | -0.002689 | -0.002311 | -0.001877 | -0.001441 | -0.000961 | -0.000513 | -0.000201 | 0 | 0.000215 | 0.00036 | 0.000578 | 0.000757 | 0.000922 | 0.001087 | 0.001204 | 0.001328 | 0.001472 | 0.00151 | 0.001563 | 0.00156 | 0.001573
-0.010316 | -0.008599 | -0.007731 | -0.007253 | -0.006908 | -0.006442 | -0.006088 | -0.005702 | -0.005384 | -0.005042 | -0.004831 | -0.00466 | -0.004468 | -0.004306 | -0.00407 | -0.003853 | -0.003617 | -0.003221 | -0.002721 | -0.002353 | -0.00185 | -0.001454 | -0.000953 | -0.00053 | -0.00023 | 0 | 0.000208 | 0.000353 | 0.000586 | 0.000813 | 0.000951 | 0.001103 | 0.001197 | 0.001358 | 0.001525 | 0.001551 | 0.001553 | 0.001536 | 0.00158
-0.009934 | -0.008345 | -0.007578 | -0.007149 | -0.006815 | -0.006368 | -0.00602 | -0.005649 | -0.005343 | -0.005008 | -0.004779 | -0.004629 | -0.004436 | -0.004267 | -0.004045 | -0.00383 | -0.003577 | -0.003197 | -0.002712 | -0.002343 | -0.001906 | -0.001488 | -0.001005 | -0.000561 | -0.000241 | 0 | 0.000214 | 0.000407 | 0.000637 | 0.000842 | 0.00101 | 0.001157 | 0.001283 | 0.001406 | 0.001547 | 0.001592 | 0.001588 | 0.001567 | 0.001627
-0.009922 | -0.008357 | -0.007586 | -0.007161 | -0.006832 | -0.00638 | -0.006042 | -0.005687 | -0.005352 | -0.005039 | -0.004835 | -0.004669 | -0.004505 | -0.004307 | -0.004106 | -0.003882 | -0.003587 | -0.003242 | -0.002746 | -0.002355 | -0.001918 | -0.001512 | -0.00105 | -0.000587 | -0.000259 | 0 | 0.000232 | 0.00044 | 0.000669 | 0.000916 | 0.001037 | 0.001226 | 0.001371 | 0.001487 | 0.001611 | 0.001616 | 0.001636 | 0.001637 | 0.001677
-0.009854 | -0.008295 | -0.007548 | -0.00713 | -0.006786 | -0.006364 | -0.006013 | -0.005649 | -0.005333 | -0.005018 | -0.004792 | -0.004638 | -0.004462 | -0.004279 | -0.004059 | -0.003833 | -0.003549 | -0.003195 | -0.002712 | -0.002326 | -0.001877 | -0.001486 | -0.000979 | -0.00057 | -0.000232 | 0 | 0.000282 | 0.000495 | 0.000747 | 0.00096 | 0.001136 | 0.001285 | 0.00141 | 0.001559 | 0.001691 | 0.00167 | 0.001695 | 0.001691 | 0.001714
-0.009827 | -0.008281 | -0.007547 | -0.007119 | -0.006798 | -0.006369 | -0.00602 | -0.005664 | -0.00537 | -0.005058 | -0.004866 | -0.004722 | -0.004501 | -0.004318 | -0.004099 | -0.003889 | -0.003613 | -0.003226 | -0.002732 | -0.00238 | -0.00195 | -0.001552 | -0.001094 | -0.000604 | -0.000265 | 0 | 0.000268 | 0.000477 | 0.000756 | 0.000969 | 0.001177 | 0.001289 | 0.00146 | 0.001552 | 0.001672 | 0.001706 | 0.00171 | 0.001717 | 0.00173
-0.009999 | -0.008462 | -0.007713 | -0.00728 | -0.006972 | -0.006539 | -0.006187 | -0.005827 | -0.005539 | -0.005193 | -0.005001 | -0.004848 | -0.004652 | -0.004457 | -0.004246 | -0.004026 | -0.003718 | -0.003337 | -0.002835 | -0.002438 | -0.001986 | -0.001543 | -0.001115 | -0.000633 | -0.0003 | 0 | 0.000293 | 0.00051 | 0.000771 | 0.000994 | 0.001177 | 0.001335 | 0.001493 | 0.001598 | 0.001678 | 0.00168 | 0.00168 | 0.001687 | 0.001721
-0.009919 | -0.008407 | -0.007654 | -0.007238 | -0.006912 | -0.006475 | -0.006153 | -0.005797 | -0.005503 | -0.005165 | -0.004964 | -0.004817 | -0.004628 | -0.004446 | -0.004229 | -0.004011 | -0.003751 | -0.003338 | -0.002851 | -0.002451 | -0.001993 | -0.001548 | -0.001106 | -0.000651 | -0.000282 | 0 | 0.000305 | 0.000539 | 0.000858 | 0.001055 | 0.001214 | 0.001386 | 0.001549 | 0.001638 | 0.00175 | 0.001724 | 0.001744 | 0.001711 | 0.001761
-0.01001 | -0.008495 | -0.007751 | -0.007351 | -0.007008 | -0.006557 | -0.00623 | -0.005887 | -0.005586 | -0.005265 | -0.005045 | -0.004883 | -0.00466 | -0.004536 | -0.004268 | -0.00408 | -0.003785 | -0.003381 | -0.00284 | -0.002483 | -0.002013 | -0.001602 | -0.00114 | -0.000662 | -0.000313 | 0 | 0.000297 | 0.000541 | 0.000823 | 0.001068 | 0.001273 | 0.001429 | 0.001549 | 0.001681 | 0.001758 | 0.001731 | 0.001778 | 0.001751 | 0.001808
-0.010089 | -0.008562 | -0.007833 | -0.00739 | -0.007098 | -0.006639 | -0.006306 | -0.005952 | -0.005648 | -0.005329 | -0.00511 | -0.004984 | -0.004767 | -0.004573 | -0.004339 | -0.004132 | -0.003833 | -0.003434 | -0.002895 | -0.002501 | -0.002036 | -0.001573 | -0.001138 | -0.000646 | -0.000301 | 0 | 0.000358 | 0.000587 | 0.000882 | 0.001126 | 0.00132 | 0.001482 | 0.001595 | 0.001719 | 0.001831 | 0.001815 | 0.001797 | 0.001803 | 0.001856
-0.010057 | -0.008547 | -0.007829 | -0.007395 | -0.00709 | -0.006627 | -0.006292 | -0.005943 | -0.00564 | -0.005314 | -0.005105 | -0.004959 | -0.004741 | -0.004558 | -0.004343 | -0.00414 | -0.003866 | -0.003424 | -0.002917 | -0.002522 | -0.002067 | -0.001638 | -0.001149 | -0.000672 | -0.000299 | 0 | 0.000334 | 0.000597 | 0.000875 | 0.001127 | 0.00132 | 0.001461 | 0.001599 | 0.001692 | 0.001835 | 0.001795 | 0.001801 | 0.001767 | 0.001818
-0.010146 | -0.008633 | -0.007905 | -0.007481 | -0.00716 | -0.006707 | -0.006372 | -0.006004 | -0.005712 | -0.005351 | -0.005154 | -0.004993 | -0.004792 | -0.004624 | -0.004407 | -0.004195 | -0.003887 | -0.003454 | -0.002946 | -0.00254 | -0.002086 | -0.001645 | -0.001161 | -0.000697 | -0.000306 | 0 | 0.000322 | 0.000568 | 0.000863 | 0.001119 | 0.001301 | 0.001478 | 0.001614 | 0.001677 | 0.001769 | 0.00173 | 0.001726 | 0.001675 | 0.001745
-0.010228 | -0.008693 | -0.007973 | -0.007539 | -0.007224 | -0.006771 | -0.006423 | -0.006064 | -0.005742 | -0.005396 | -0.005185 | -0.005042 | -0.004836 | -0.004639 | -0.004413 | -0.00421 | -0.003908 | -0.003495 | -0.002948 | -0.002553 | -0.002075 | -0.001626 | -0.001184 | -0.000687 | -0.000323 | 0 | 0.000307 | 0.000626 | 0.000897 | 0.001167 | 0.001344 | 0.001491 | 0.001592 | 0.001683 | 0.001757 | 0.001715 | 0.001754 | 0.001698 | 0.001737
-0.010244 | -0.008724 | -0.008007 | -0.007567 | -0.00725 | -0.006797 | -0.006455 | -0.006069 | -0.005768 | -0.005411 | -0.0052 | -0.005052 | -0.004834 | -0.004664 | -0.004437 | -0.004208 | -0.003926 | -0.003475 | -0.002976 | -0.002547 | -0.002078 | -0.001612 | -0.001189 | -0.000709 | -0.000322 | 0 | 0.000345 | 0.000586 | 0.000891 | 0.00116 | 0.001328 | 0.001501 | 0.00161 | 0.001692 | 0.001765 | 0.001752 | 0.001752 | 0.001677 | 0.001742
-0.010131 | -0.008616 | -0.007898 | -0.007464 | -0.007146 | -0.006695 | -0.006354 | -0.005971 | -0.005667 | -0.005322 | -0.005102 | -0.004963 | -0.004806 | -0.004586 | -0.00437 | -0.004177 | -0.00387 | -0.003469 | -0.002956 | -0.002544 | -0.002066 | -0.001651 | -0.001188 | -0.000729 | -0.000326 | 0 | 0.000308 | 0.000574 | 0.000882 | 0.001143 | 0.001262 | 0.001463 | 0.001522 | 0.001599 | 0.001671 | 0.001635 | 0.001633 | 0.001563 | 0.001606
-0.009991 | -0.008497 | -0.007787 | -0.007371 | -0.007044 | -0.006599 | -0.006249 | -0.005872 | -0.005569 | -0.005249 | -0.005016 | -0.004887 | -0.004682 | -0.004517 | -0.004308 | -0.00412 | -0.003813 | -0.003434 | -0.002893 | -0.002502 | -0.002032 | -0.001627 | -0.001119 | -0.000728 | -0.000341 | 0 | 0.000318 | 0.00056 | 0.000853 | 0.001075 | 0.001262 | 0.001415 | 0.001491 | 0.001538 | 0.001576 | 0.001531 | 0.00153 | 0.001447 | 0.001506
-0.009809 | -0.008312 | -0.007626 | -0.007208 | -0.0069 | -0.006429 | -0.006115 | -0.005721 | -0.005427 | -0.0051 | -0.00491 | -0.00476 | -0.004586 | -0.004414 | -0.004187 | -0.004028 | -0.003714 | -0.003336 | -0.002764 | -0.002436 | -0.001971 | -0.001563 | -0.001145 | -0.000671 | -0.000321 | 0 | 0.000321 | 0.000552 | 0.000836 | 0.001068 | 0.001239 | 0.001359 | 0.001491 | 0.001494 | 0.001496 | 0.001429 | 0.001468 | 0.001346 | 0.00139
-0.009595 | -0.008109 | -0.007438 | -0.007007 | -0.006692 | -0.006249 | -0.005908 | -0.005561 | -0.005252 | -0.004958 | -0.004745 | -0.004651 | -0.004442 | -0.004288 | -0.004082 | -0.003872 | -0.003597 | -0.003194 | -0.002699 | -0.002322 | -0.001864 | -0.001499 | -0.001056 | -0.000615 | -0.000288 | 0 | 0.000326 | 0.000578 | 0.000816 | 0.001053 | 0.001183 | 0.0013 | 0.001402 | 0.001407 | 0.00148 | 0.001344 | 0.001353 | 0.001253 | 0.001312
-0.00909 | -0.00765 | -0.007005 | -0.006619 | -0.00632 | -0.005874 | -0.005597 | -0.005242 | -0.00497 | -0.00466 | -0.004493 | -0.004352 | -0.004186 | -0.004048 | -0.003877 | -0.003703 | -0.00342 | -0.003032 | -0.002563 | -0.002178 | -0.001758 | -0.001399 | -0.000957 | -0.000564 | -0.00025 | 0 | 0.000334 | 0.000571 | 0.000817 | 0.001008 | 0.001125 | 0.001292 | 0.001332 | 0.001357 | 0.001373 | 0.001258 | 0.001237 | 0.001134 | 0.001172
-0.008776 | -0.007369 | -0.006742 | -0.006351 | -0.00607 | -0.00564 | -0.005358 | -0.005032 | -0.004798 | -0.00448 | -0.004317 | -0.004204 | -0.004022 | -0.003897 | -0.003688 | -0.003534 | -0.003284 | -0.002895 | -0.002394 | -0.00208 | -0.001636 | -0.001285 | -0.000937 | -0.000537 | -0.000236 | 0 | 0.000297 | 0.00049 | 0.000739 | 0.000953 | 0.001055 | 0.001213 | 0.0012 | 0.001253 | 0.001243 | 0.00117 | 0.001103 | 0.001007 | 0.001034
-0.008668 | -0.007296 | -0.006683 | -0.006308 | -0.006048 | -0.005616 | -0.00536 | -0.004984 | -0.004782 | -0.004471 | -0.004306 | -0.004201 | -0.003991 | -0.003878 | -0.003685 | -0.00353 | -0.003228 | -0.002826 | -0.00241 | -0.002066 | -0.001668 | -0.001366 | -0.000959 | -0.000583 | -0.000283 | 0 | 0.000234 | 0.000348 | 0.000613 | 0.000834 | 0.000913 | 0.00107 | 0.001023 | 0.001096 | 0.001067 | 0.00098 | 0.00092 | 0.000824 | 0.000823
-0.00845 | -0.007079 | -0.006492 | -0.006123 | -0.005861 | -0.005451 | -0.005153 | -0.004827 | -0.004576 | -0.004291 | -0.004079 | -0.003977 | -0.003835 | -0.003717 | -0.003466 | -0.003301 | -0.003018 | -0.002643 | -0.002187 | -0.001894 | -0.001525 | -0.00121 | -0.000833 | -0.000507 | -0.000188 | 0 | 0.000212 | 0.000334 | 0.000578 | 0.000788 | 0.000886 | 0.000997 | 0.000985 | 0.00099 | 0.001005 | 0.000892 | 0.000826 | 0.000774 | 0.000795
-0.008153 | -0.006812 | -0.00623 | -0.005873 | -0.00562 | -0.005188 | -0.004917 | -0.004625 | -0.004369 | -0.004053 | -0.0039 | -0.003755 | -0.003562 | -0.00343 | -0.003232 | -0.00307 | -0.002793 | -0.002441 | -0.002054 | -0.001708 | -0.001355 | -0.001045 | -0.000729 | -0.00043 | -0.000112 | 0 | 0.000254 | 0.000392 | 0.00059 | 0.000721 | 0.00084 | 0.000931 | 0.000918 | 0.000894 | 0.000928 | 0.000827 | 0.000777 | 0.000671 | 0.000714
-0.00804 | -0.006706 | -0.006149 | -0.005791 | -0.005522 | -0.005107 | -0.004824 | -0.004505 | -0.004268 | -0.003947 | -0.003744 | -0.003617 | -0.003441 | -0.003318 | -0.003073 | -0.002891 | -0.002631 | -0.002273 | -0.001909 | -0.001613 | -0.001233 | -0.000941 | -0.000686 | -0.000348 | -0.000113 | 0 | 0.000233 | 0.000398 | 0.000604 | 0.000755 | 0.000809 | 0.000901 | 0.000856 | 0.000914 | 0.000945 | 0.000781 | 0.000768 | 0.000635 | 0.000675
-0.008024 | -0.006694 | -0.006123 | -0.005761 | -0.005512 | -0.005084 | -0.004794 | -0.004485 | -0.004198 | -0.003909 | -0.003682 | -0.003548 | -0.003387 | -0.003259 | -0.003043 | -0.002861 | -0.002555 | -0.00226 | -0.001816 | -0.001562 | -0.001189 | -0.000962 | -0.000614 | -0.000325 | -9.7e-05 | 0 | 0.000242 | 0.000252 | 0.000488 | 0.000704 | 0.000729 | 0.00077 | 0.000734 | 0.000748 | 0.000905 | 0.000723 | 0.000683 | 0.000617 | 0.000593
-0.007956 | -0.006646 | -0.006082 | -0.005724 | -0.005465 | -0.005028 | -0.004729 | -0.004341 | -0.004117 | -0.003821 | -0.003587 | -0.003434 | -0.003261 | -0.00309 | -0.002875 | -0.002725 | -0.002412 | -0.002143 | -0.00174 | -0.001446 | -0.001127 | -0.000875 | -0.000541 | -0.000286 | -5.8e-05 | 0 | 0.000243 | 0.0003 | 0.000464 | 0.000676 | 0.000706 | 0.000789 | 0.00078 | 0.000825 | 0.000816 | 0.000675 | 0.000691 | 0.000597 | 0.000625
-0.008194 | -0.00685 | -0.006279 | -0.005954 | -0.005674 | -0.005207 | -0.004885 | -0.004559 | -0.00425 | -0.003931 | -0.003699 | -0.003545 | -0.003377 | -0.0032 | -0.002992 | -0.002791 | -0.002566 | -0.002164 | -0.001794 | -0.0015 | -0.001146 | -0.000863 | -0.000604 | -0.000335 | -0.00012 | 0 | 0.000179 | 0.000287 | 0.000457 | 0.000633 | 0.000712 | 0.000736 | 0.000756 | 0.000816 | 0.000902 | 0.000794 | 0.000782 | 0.000695 | 0.000684
-0.008395 | -0.007073 | -0.006487 | -0.006123 | -0.00587 | -0.005371 | -0.005055 | -0.004676 | -0.004338 | -0.004033 | -0.003728 | -0.003619 | -0.003372 | -0.003308 | -0.003056 | -0.00288 | -0.002514 | -0.002239 | -0.001778 | -0.001524 | -0.001162 | -0.000896 | -0.000594 | -0.00031 | -6.4e-05 | 0 | 0.000267 | 0.000268 | 0.000424 | 0.000714 | 0.000719 | 0.000867 | 0.000754 | 0.000919 | 0.001062 | 0.00095 | 0.00087 | 0.000894 | 0.000815
-0.008679 | -0.007332 | -0.006732 | -0.0064 | -0.006102 | -0.00558 | -0.00525 | -0.00485 | -0.004492 | -0.004179 | -0.003911 | -0.003765 | -0.003536 | -0.0034 | -0.003156 | -0.002966 | -0.002695 | -0.002308 | -0.001901 | -0.001576 | -0.001202 | -0.000896 | -0.000576 | -0.00029 | -3.6e-05 | 0 | 0.000261 | 0.000267 | 0.000479 | 0.000724 | 0.000779 | 0.000962 | 0.000807 | 0.000956 | 0.001104 | 0.001001 | 0.000983 | 0.000993 | 0.000912
-0.009048 | -0.00768 | -0.00709 | -0.006703 | -0.006401 | -0.005855 | -0.005527 | -0.00507 | -0.004777 | -0.004417 | -0.00415 | -0.003921 | -0.003771 | -0.003615 | -0.003436 | -0.00327 | -0.002899 | -0.002588 | -0.002163 | -0.0018 | -0.001353 | -0.001078 | -0.00069 | -0.000434 | -9.6e-05 | 0 | 0.000187 | 0.000226 | 0.000428 | 0.000745 | 0.000778 | 0.000934 | 0.000877 | 0.001027 | 0.001253 | 0.000993 | 0.001032 | 0.000991 | 0.000986
-0.00944 | -0.008032 | -0.007392 | -0.007053 | -0.00672 | -0.006127 | -0.00577 | -0.005325 | -0.004957 | -0.004601 | -0.004345 | -0.004133 | -0.003924 | -0.003824 | -0.003595 | -0.003414 | -0.003095 | -0.00278 | -0.00219 | -0.001856 | -0.001428 | -0.001123 | -0.000661 | -0.000415 | -9.9e-05 | 0 | 0.00021 | 0.00031 | 0.000656 | 0.000891 | 0.000946 | 0.00106 | 0.00095 | 0.001215 | 0.00141 | 0.001258 | 0.001255 | 0.001215 | 0.001254
-0.009602 | -0.008142 | -0.007532 | -0.007143 | -0.006802 | -0.006245 | -0.00582 | -0.005395 | -0.005046 | -0.004668 | -0.004407 | -0.004193 | -0.003992 | -0.003887 | -0.003735 | -0.003611 | -0.003205 | -0.002862 | -0.002352 | -0.001954 | -0.001485 | -0.00114 | -0.000739 | -0.000469 | -0.000164 | 0 | 0.000306 | 0.000404 | 0.000643 | 0.001042 | 0.00109 | 0.001203 | 0.00118 | 0.001328 | 0.001501 | 0.001383 | 0.001388 | 0.001341 | 0.001353
-0.009789 | -0.008377 | -0.007754 | -0.007359 | -0.007048 | -0.006435 | -0.006006 | -0.005513 | -0.005152 | -0.004828 | -0.004569 | -0.004519 | -0.00418 | -0.004089 | -0.003881 | -0.003735 | -0.003458 | -0.003009 | -0.002487 | -0.002082 | -0.001613 | -0.001316 | -0.000892 | -0.00059 | -0.000183 | 0 | 0.000322 | 0.000445 | 0.000841 | 0.001116 | 0.001259 | 0.001393 | 0.001289 | 0.001448 | 0.001688 | 0.001653 | 0.001571 | 0.001563 | 0.001568

## ACS241_CC_tcarray
0.071573 | 0.066398 | 0.063705 | 0.060732 | 0.058073 | 0.054604 | 0.05111 | 0.047791 | 0.044901 | 0.040608 | 0.037141 | 0.034525 | 0.030957 | 0.031197 | 0.026146 | 0.024827 | 0.021199 | 0.018884 | 0.017537 | 0.014607 | 0.012275 | 0.010897 | 0.008179 | 0.006065 | 0.003307 | 0 | -0.002787 | -0.005306 | -0.006626 | -0.010075 | -0.013347 | -0.0145 | -0.015336 | -0.017969 | -0.01859 | -0.021417 | -0.023933 | -0.024488 | -0.02338
0.062652 | 0.057192 | 0.055302 | 0.05324 | 0.050337 | 0.047391 | 0.044373 | 0.04189 | 0.038997 | 0.035008 | 0.031891 | 0.029976 | 0.02752 | 0.027783 | 0.023213 | 0.022119 | 0.019095 | 0.017539 | 0.016671 | 0.01295 | 0.011655 | 0.009939 | 0.007509 | 0.005479 | 0.002652 | 0 | -0.00322 | -0.004288 | -0.004124 | -0.008365 | -0.009927 | -0.01144 | -0.012517 | -0.015884 | -0.016675 | -0.017629 | -0.019791 | -0.020735 | -0.019683
0.054314 | 0.049666 | 0.047895 | 0.045913 | 0.043466 | 0.041561 | 0.038638 | 0.035986 | 0.033597 | 0.030611 | 0.028161 | 0.026733 | 0.024641 | 0.023826 | 0.020859 | 0.019372 | 0.016756 | 0.014746 | 0.013871 | 0.012016 | 0.010419 | 0.009166 | 0.006236 | 0.004576 | 0.003639 | 0 | -0.001909 | -0.003545 | -0.004263 | -0.006653 | -0.00991 | -0.010049 | -0.011683 | -0.01247 | -0.013714 | -0.015228 | -0.017645 | -0.017834 | -0.016814
0.047248 | 0.043572 | 0.041906 | 0.040192 | 0.038109 | 0.036306 | 0.033654 | 0.031934 | 0.029247 | 0.026999 | 0.024881 | 0.023195 | 0.021589 | 0.020529 | 0.017919 | 0.016677 | 0.014472 | 0.012871 | 0.012074 | 0.009936 | 0.008316 | 0.007195 | 0.005425 | 0.004671 | 0.002214 | 0 | -0.002171 | -0.003252 | -0.003987 | -0.006878 | -0.008582 | -0.009251 | -0.010048 | -0.011886 | -0.011533 | -0.013516 | -0.015228 | -0.015252 | -0.014808
0.041251 | 0.037385 | 0.036126 | 0.034611 | 0.032896 | 0.030886 | 0.029399 | 0.0273 | 0.025851 | 0.023232 | 0.021141 | 0.020272 | 0.018302 | 0.018451 | 0.015991 | 0.014584 | 0.012611 | 0.011922 | 0.01097 | 0.008949 | 0.007499 | 0.006567 | 0.004864 | 0.003685 | 0.001885 | 0 | -0.002037 | -0.002931 | -0.003924 | -0.005205 | -0.007398 | -0.007958 | -0.008866 | -0.011174 | -0.011135 | -0.011744 | -0.013012 | -0.013499 | -0.012588
0.036795 | 0.033824 | 0.032498 | 0.031106 | 0.029827 | 0.028345 | 0.026345 | 0.024832 | 0.023239 | 0.020851 | 0.019769 | 0.018489 | 0.016861 | 0.01678 | 0.014628 | 0.013981 | 0.011898 | 0.01027 | 0.00976 | 0.008177 | 0.007149 | 0.006121 | 0.004938 | 0.003235 | 0.00182 | 0 | -0.00159 | -0.003374 | -0.002947 | -0.005064 | -0.006964 | -0.007248 | -0.007602 | -0.008864 | -0.00953 | -0.01054 | -0.011363 | -0.011552 | -0.011
0.032615 | 0.029841 | 0.028673 | 0.027733 | 0.026384 | 0.024928 | 0.023355 | 0.02202 | 0.020567 | 0.018739 | 0.017509 | 0.015974 | 0.015449 | 0.014923 | 0.013142 | 0.012174 | 0.011131 | 0.009698 | 0.008906 | 0.00744 | 0.0062 | 0.005855 | 0.004254 | 0.003395 | 0.001641 | 0 | -0.0017 | -0.002347 | -0.003049 | -0.004802 | -0.005846 | -0.00616 | -0.007162 | -0.008093 | -0.008133 | -0.009146 | -0.010194 | -0.010421 | -0.009751
0.029378 | 0.02656 | 0.025681 | 0.024823 | 0.023604 | 0.02222 | 0.020899 | 0.019903 | 0.018768 | 0.01692 | 0.015395 | 0.014879 | 0.013248 | 0.013693 | 0.011954 | 0.010957 | 0.009789 | 0.009112 | 0.008389 | 0.007017 | 0.005989 | 0.005123 | 0.004244 | 0.002885 | 0.001588 | 0 | -0.001636 | -0.002184 | -0.002913 | -0.004261 | -0.005766 | -0.006047 | -0.006909 | -0.007849 | -0.008098 | -0.008072 | -0.009348 | -0.009144 | -0.008751
0.025205 | 0.022888 | 0.022051 | 0.021235 | 0.020125 | 0.019106 | 0.017893 | 0.016863 | 0.015981 | 0.014454 | 0.013903 | 0.012769 | 0.011887 | 0.011433 | 0.010052 | 0.009842 | 0.008391 | 0.007869 | 0.007042 | 0.006117 | 0.005268 | 0.004326 | 0.003317 | 0.002542 | 0.001282 | 0 | -0.001854 | -0.002346 | -0.002611 | -0.004475 | -0.005255 | -0.00555 | -0.006288 | -0.006478 | -0.006665 | -0.007278 | -0.008269 | -0.008106 | -0.007805
0.023598 | 0.021347 | 0.020603 | 0.020081 | 0.019038 | 0.017872 | 0.016904 | 0.016042 | 0.014897 | 0.013673 | 0.012648 | 0.011999 | 0.011324 | 0.011322 | 0.010007 | 0.009409 | 0.00818 | 0.007838 | 0.00676 | 0.005956 | 0.005102 | 0.004601 | 0.003487 | 0.002808 | 0.001422 | 0 | -0.001262 | -0.001729 | -0.002481 | -0.003428 | -0.004432 | -0.004765 | -0.00504 | -0.00603 | -0.006088 | -0.006695 | -0.006974 | -0.006866 | -0.006509
0.020837 | 0.01859 | 0.017836 | 0.017351 | 0.016562 | 0.015602 | 0.0146 | 0.013814 | 0.013059 | 0.011954 | 0.011275 | 0.010561 | 0.009944 | 0.009478 | 0.008478 | 0.007967 | 0.00756 | 0.006925 | 0.006296 | 0.005145 | 0.00448 | 0.003875 | 0.003128 | 0.00226 | 0.001052 | 0 | -0.001348 | -0.001866 | -0.002039 | -0.003033 | -0.004102 | -0.004551 | -0.004941 | -0.005268 | -0.005305 | -0.005591 | -0.006551 | -0.006213 | -0.005851
0.018677 | 0.016946 | 0.016356 | 0.015903 | 0.015064 | 0.014321 | 0.013334 | 0.012877 | 0.011711 | 0.011056 | 0.010248 | 0.009641 | 0.009184 | 0.008952 | 0.008168 | 0.007594 | 0.006737 | 0.006304 | 0.005607 | 0.005004 | 0.004403 | 0.00388 | 0.003 | 0.002264 | 0.001413 | 0 | -0.000883 | -0.00132 | -0.001891 | -0.002861 | -0.003702 | -0.004048 | -0.004377 | -0.00463 | -0.004743 | -0.005065 | -0.005554 | -0.005472 | -0.005002
0.01705 | 0.015092 | 0.014412 | 0.014113 | 0.013496 | 0.012749 | 0.012195 | 0.011258 | 0.010713 | 0.009773 | 0.009091 | 0.008718 | 0.008203 | 0.008003 | 0.0072 | 0.006756 | 0.006218 | 0.005897 | 0.005269 | 0.004569 | 0.003865 | 0.003356 | 0.002639 | 0.002247 | 0.000952 | 0 | -0.001009 | -0.001643 | -0.0019 | -0.002558 | -0.003363 | -0.00362 | -0.003698 | -0.004145 | -0.004138 | -0.00472 | -0.004841 | -0.004665 | -0.004367
0.015356 | 0.013671 | 0.013239 | 0.012887 | 0.012196 | 0.011398 | 0.010622 | 0.010283 | 0.009562 | 0.008779 | 0.008469 | 0.007899 | 0.00719 | 0.007205 | 0.006607 | 0.006312 | 0.005652 | 0.005447 | 0.004911 | 0.004007 | 0.003695 | 0.00318 | 0.002461 | 0.001845 | 0.001029 | 0 | -0.000695 | -0.001157 | -0.001467 | -0.002167 | -0.003013 | -0.003134 | -0.003291 | -0.003593 | -0.003669 | -0.003773 | -0.004102 | -0.004003 | -0.003794
0.013958 | 0.012401 | 0.011972 | 0.011666 | 0.011112 | 0.010335 | 0.009877 | 0.009324 | 0.008703 | 0.008071 | 0.007652 | 0.00732 | 0.006999 | 0.006616 | 0.005931 | 0.005839 | 0.005208 | 0.004711 | 0.004368 | 0.003857 | 0.003364 | 0.00278 | 0.002286 | 0.001944 | 0.001136 | 0 | -0.000732 | -0.001033 | -0.001447 | -0.002254 | -0.002579 | -0.002834 | -0.00301 | -0.00304 | -0.003316 | -0.003334 | -0.003684 | -0.003572 | -0.0032
0.012519 | 0.010924 | 0.010434 | 0.010243 | 0.009782 | 0.009305 | 0.008872 | 0.008111 | 0.007759 | 0.007076 | 0.006497 | 0.006304 | 0.005872 | 0.005852 | 0.005505 | 0.004914 | 0.004829 | 0.004344 | 0.003879 | 0.003339 | 0.002712 | 0.002556 | 0.001869 | 0.001439 | 0.000536 | 0 | -0.000879 | -0.00117 | -0.001421 | -0.001918 | -0.002682 | -0.00267 | -0.00302 | -0.003339 | -0.003098 | -0.003274 | -0.00341 | -0.003227 | -0.002889
0.011802 | 0.010523 | 0.010193 | 0.009817 | 0.009454 | 0.008964 | 0.008257 | 0.00798 | 0.007405 | 0.007017 | 0.006604 | 0.006303 | 0.005807 | 0.005663 | 0.005109 | 0.005074 | 0.004437 | 0.004262 | 0.00393 | 0.003228 | 0.002973 | 0.002421 | 0.002143 | 0.001421 | 0.000921 | 0 | -0.00038 | -0.000858 | -0.00099 | -0.001677 | -0.002083 | -0.002158 | -0.002367 | -0.002513 | -0.002633 | -0.002581 | -0.002985 | -0.002595 | -0.002298
0.011043 | 0.009613 | 0.009233 | 0.00899 | 0.008619 | 0.007997 | 0.007667 | 0.007191 | 0.006726 | 0.006294 | 0.005795 | 0.005517 | 0.005407 | 0.005146 | 0.004836 | 0.004467 | 0.004028 | 0.003735 | 0.003332 | 0.002979 | 0.002353 | 0.002051 | 0.001717 | 0.001335 | 0.000657 | 0 | -0.000576 | -0.000854 | -0.001118 | -0.001516 | -0.002101 | -0.001912 | -0.001955 | -0.002367 | -0.002254 | -0.002465 | -0.002289 | -0.002301 | -0.002048
0.010104 | 0.008791 | 0.008525 | 0.008265 | 0.007863 | 0.00749 | 0.007008 | 0.006596 | 0.006219 | 0.00575 | 0.005384 | 0.005148 | 0.004766 | 0.004772 | 0.004367 | 0.004146 | 0.003973 | 0.003557 | 0.003223 | 0.002722 | 0.002412 | 0.002025 | 0.001543 | 0.001251 | 0.000495 | 0 | -0.000657 | -0.000877 | -0.000942 | -0.001427 | -0.001893 | -0.001868 | -0.002103 | -0.002282 | -0.002052 | -0.002222 | -0.002289 | -0.002097 | -0.001762
0.009425 | 0.008241 | 0.007987 | 0.007737 | 0.007337 | 0.006853 | 0.006464 | 0.006165 | 0.005717 | 0.005453 | 0.005066 | 0.004893 | 0.004639 | 0.004264 | 0.003852 | 0.003865 | 0.003492 | 0.003413 | 0.002989 | 0.002615 | 0.002246 | 0.001833 | 0.001527 | 0.001058 | 0.00057 | 0 | -0.000358 | -0.000722 | -0.000953 | -0.001328 | -0.001682 | -0.001669 | -0.001884 | -0.001671 | -0.001926 | -0.001777 | -0.002004 | -0.001761 | -0.001516
0.008763 | 0.007607 | 0.007263 | 0.007114 | 0.00682 | 0.00642 | 0.006039 | 0.005658 | 0.005464 | 0.004986 | 0.00466 | 0.004477 | 0.004361 | 0.004283 | 0.004112 | 0.003714 | 0.003363 | 0.003053 | 0.002758 | 0.00231 | 0.00201 | 0.00171 | 0.001328 | 0.001067 | 0.000531 | 0 | -0.000506 | -0.000654 | -0.000717 | -0.001073 | -0.001426 | -0.001426 | -0.001572 | -0.001663 | -0.001643 | -0.001692 | -0.001608 | -0.00146 | -0.001268
0.007751 | 0.006649 | 0.006423 | 0.006277 | 0.005923 | 0.005598 | 0.005209 | 0.004965 | 0.004681 | 0.00437 | 0.004073 | 0.00401 | 0.003648 | 0.003647 | 0.003236 | 0.003303 | 0.003103 | 0.002765 | 0.002516 | 0.002095 | 0.001784 | 0.001465 | 0.001163 | 0.000918 | 0.000364 | 0 | -0.000405 | -0.000571 | -0.000827 | -0.001008 | -0.001473 | -0.001524 | -0.001607 | -0.00162 | -0.001547 | -0.001519 | -0.001699 | -0.001396 | -0.001082
0.007352 | 0.006366 | 0.006091 | 0.005933 | 0.005711 | 0.005353 | 0.005053 | 0.004815 | 0.004475 | 0.004209 | 0.003944 | 0.003805 | 0.00371 | 0.00347 | 0.003123 | 0.003052 | 0.00272 | 0.002687 | 0.002343 | 0.002074 | 0.001753 | 0.001489 | 0.001246 | 0.00096 | 0.000492 | 0 | -0.000237 | -0.000384 | -0.000495 | -0.000863 | -0.001072 | -0.001044 | -0.001236 | -0.001235 | -0.001183 | -0.001169 | -0.001187 | -0.00106 | -0.000795
0.00676 | 0.005746 | 0.005563 | 0.005461 | 0.005188 | 0.00485 | 0.004601 | 0.004263 | 0.004076 | 0.003778 | 0.003477 | 0.003374 | 0.003156 | 0.003282 | 0.003045 | 0.002875 | 0.002689 | 0.002446 | 0.002202 | 0.001778 | 0.001557 | 0.001329 | 0.000942 | 0.000768 | 0.000198 | 0 | -0.000402 | -0.000514 | -0.000617 | -0.000813 | -0.001057 | -0.001169 | -0.001075 | -0.001112 | -0.001213 | -0.001229 | -0.001064 | -0.000848 | -0.000667
0.005878 | 0.00494 | 0.00477 | 0.004615 | 0.00437 | 0.004163 | 0.003857 | 0.003739 | 0.003493 | 0.003316 | 0.003137 | 0.003079 | 0.002863 | 0.002673 | 0.002518 | 0.002497 | 0.002273 | 0.002146 | 0.00203 | 0.001695 | 0.001449 | 0.001175 | 0.001063 | 0.000701 | 0.000398 | 0 | -0.000279 | -0.000248 | -0.000363 | -0.000657 | -0.000978 | -0.00089 | -0.001113 | -0.001049 | -0.0008 | -0.000944 | -0.001034 | -0.000775 | -0.000512
0.005864 | 0.004984 | 0.004822 | 0.004656 | 0.004557 | 0.00415 | 0.004004 | 0.003734 | 0.003486 | 0.003311 | 0.003078 | 0.002978 | 0.002882 | 0.002796 | 0.00262 | 0.002551 | 0.00217 | 0.002099 | 0.001822 | 0.001593 | 0.001306 | 0.001091 | 0.000908 | 0.00071 | 0.000422 | 0 | -0.000233 | -0.000413 | -0.000413 | -0.000692 | -0.000803 | -0.000869 | -0.000855 | -0.000768 | -0.000873 | -0.000869 | -0.000858 | -0.000633 | -0.000425
0.005449 | 0.004571 | 0.004398 | 0.004257 | 0.004082 | 0.003817 | 0.003616 | 0.003307 | 0.003194 | 0.002915 | 0.002702 | 0.002724 | 0.002551 | 0.002623 | 0.002383 | 0.002327 | 0.002291 | 0.002022 | 0.001864 | 0.001538 | 0.001304 | 0.001167 | 0.000861 | 0.000732 | 0.000299 | 0 | -0.000222 | -0.000172 | -0.000326 | -0.000402 | -0.000753 | -0.000639 | -0.000735 | -0.000789 | -0.000652 | -0.000616 | -0.000653 | -0.000347 | -0.000205
0.004926 | 0.004165 | 0.00396 | 0.003874 | 0.003649 | 0.003428 | 0.003177 | 0.003046 | 0.002811 | 0.002642 | 0.00251 | 0.002509 | 0.002422 | 0.002216 | 0.002069 | 0.002163 | 0.001847 | 0.001766 | 0.001634 | 0.001368 | 0.001173 | 0.000955 | 0.000847 | 0.000573 | 0.000308 | 0 | -0.000161 | -0.000248 | -0.000258 | -0.000418 | -0.000623 | -0.000593 | -0.00069 | -0.000595 | -0.000518 | -0.000616 | -0.000537 | -0.000412 | -0.000158
0.004594 | 0.003817 | 0.00366 | 0.003556 | 0.003409 | 0.00313 | 0.002973 | 0.00275 | 0.002603 | 0.002481 | 0.002272 | 0.002222 | 0.002225 | 0.002154 | 0.00199 | 0.001947 | 0.001735 | 0.001653 | 0.001464 | 0.001303 | 0.001019 | 0.000827 | 0.000677 | 0.000551 | 0.000297 | 0 | -0.000136 | -0.000202 | -0.000253 | -0.000442 | -0.000578 | -0.000606 | -0.000552 | -0.000579 | -0.000543 | -0.000514 | -0.000438 | -0.000209 | -0.000116
0.004487 | 0.003755 | 0.003632 | 0.003515 | 0.003278 | 0.003119 | 0.002929 | 0.002732 | 0.002622 | 0.0024 | 0.002217 | 0.002219 | 0.002035 | 0.002133 | 0.001925 | 0.001926 | 0.001812 | 0.001603 | 0.001453 | 0.001212 | 0.001069 | 0.000855 | 0.000637 | 0.000515 | 0.000138 | 0 | -0.000168 | -0.000154 | -0.00025 | -0.000314 | -0.000591 | -0.000502 | -0.000585 | -0.000495 | -0.00053 | -0.000465 | -0.000377 | -0.000239 | -2.5e-05
0.00449 | 0.003772 | 0.003612 | 0.003461 | 0.00332 | 0.003044 | 0.002831 | 0.002716 | 0.002534 | 0.002409 | 0.002301 | 0.002238 | 0.002075 | 0.001987 | 0.001901 | 0.001903 | 0.001637 | 0.001608 | 0.001414 | 0.001161 | 0.001022 | 0.000816 | 0.000706 | 0.000502 | 0.000271 | 0 | -8.4e-05 | -0.000152 | -0.000111 | -0.000332 | -0.000409 | -0.000523 | -0.000558 | -0.000499 | -0.000475 | -0.00042 | -0.000505 | -0.0002 | 2e-05
0.004408 | 0.00368 | 0.003522 | 0.003404 | 0.003236 | 0.002984 | 0.002856 | 0.002618 | 0.002479 | 0.002259 | 0.00207 | 0.002048 | 0.002032 | 0.002005 | 0.001872 | 0.001806 | 0.001618 | 0.001565 | 0.001367 | 0.001187 | 0.000954 | 0.000778 | 0.00056 | 0.000502 | 0.000161 | 0 | -0.000192 | -0.000164 | -0.000201 | -0.000297 | -0.00047 | -0.000482 | -0.000451 | -0.000498 | -0.000453 | -0.000473 | -0.000346 | -0.000131 | -2.8e-05
0.004402 | 0.003684 | 0.00348 | 0.003326 | 0.003167 | 0.00294 | 0.002713 | 0.002586 | 0.002361 | 0.00222 | 0.002017 | 0.002053 | 0.001905 | 0.001833 | 0.001728 | 0.00172 | 0.001634 | 0.001473 | 0.001302 | 0.001034 | 0.00098 | 0.000782 | 0.000594 | 0.000392 | 0.000126 | 0 | -0.000154 | -0.000131 | -0.000181 | -0.00021 | -0.000506 | -0.00035 | -0.000513 | -0.000503 | -0.00042 | -0.000437 | -0.000398 | -0.000211 | -9e-06
0.004272 | 0.003585 | 0.003444 | 0.003313 | 0.003125 | 0.002846 | 0.002723 | 0.002563 | 0.002368 | 0.002262 | 0.002064 | 0.002064 | 0.002063 | 0.001903 | 0.001787 | 0.001839 | 0.001478 | 0.00148 | 0.001322 | 0.001123 | 0.000896 | 0.000716 | 0.000649 | 0.000427 | 0.000282 | 0 | -6.3e-05 | -8.3e-05 | -0.000147 | -0.000275 | -0.00036 | -0.000496 | -0.000447 | -0.000468 | -0.000416 | -0.00043 | -0.000412 | -0.000213 | -1.4e-05
0.004406 | 0.003678 | 0.003516 | 0.003392 | 0.003242 | 0.002978 | 0.002833 | 0.002643 | 0.002471 | 0.002271 | 0.00206 | 0.002034 | 0.001971 | 0.001999 | 0.001874 | 0.001794 | 0.00171 | 0.001562 | 0.001378 | 0.001106 | 0.000909 | 0.000715 | 0.000525 | 0.000438 | 0.000126 | 0 | -0.000137 | -0.000145 | -0.000204 | -0.000264 | -0.000461 | -0.00044 | -0.000499 | -0.00059 | -0.000549 | -0.000535 | -0.000415 | -0.000235 | -9.1e-05
0.004376 | 0.003749 | 0.003562 | 0.003411 | 0.003223 | 0.003026 | 0.002815 | 0.002662 | 0.002449 | 0.002304 | 0.002132 | 0.002091 | 0.001989 | 0.00186 | 0.001784 | 0.00181 | 0.001583 | 0.001478 | 0.00129 | 0.001121 | 0.000918 | 0.000778 | 0.000653 | 0.000477 | 0.00021 | 0 | -0.000143 | -0.000221 | -0.000217 | -0.000349 | -0.000539 | -0.000482 | -0.000644 | -0.00051 | -0.000485 | -0.000544 | -0.00053 | -0.000369 | -0.000204
0.00447 | 0.003727 | 0.003537 | 0.003428 | 0.003239 | 0.002936 | 0.00277 | 0.002588 | 0.002398 | 0.002249 | 0.00206 | 0.002035 | 0.001975 | 0.001912 | 0.001788 | 0.001724 | 0.001494 | 0.001502 | 0.001288 | 0.001104 | 0.000891 | 0.000721 | 0.000587 | 0.000442 | 0.000204 | 0 | -0.000142 | -0.000206 | -0.000263 | -0.00044 | -0.000498 | -0.000676 | -0.000642 | -0.000621 | -0.000632 | -0.000655 | -0.000555 | -0.000412 | -0.000273
0.0046 | 0.003889 | 0.003701 | 0.003488 | 0.003303 | 0.003059 | 0.002853 | 0.002678 | 0.00247 | 0.002274 | 0.002094 | 0.002092 | 0.001964 | 0.001973 | 0.001892 | 0.001806 | 0.001699 | 0.001537 | 0.001389 | 0.001142 | 0.000994 | 0.00083 | 0.000598 | 0.000452 | 0.000194 | 0 | -0.000171 | -0.000227 | -0.00035 | -0.000378 | -0.000609 | -0.000578 | -0.000651 | -0.000649 | -0.000698 | -0.000679 | -0.000591 | -0.000404 | -0.000313
0.004721 | 0.004017 | 0.003828 | 0.003662 | 0.003452 | 0.003208 | 0.002969 | 0.002816 | 0.002586 | 0.002415 | 0.002226 | 0.00215 | 0.002065 | 0.001973 | 0.001881 | 0.001857 | 0.001623 | 0.001483 | 0.001334 | 0.001166 | 0.000989 | 0.00079 | 0.000671 | 0.000497 | 0.000279 | 0 | -0.000128 | -0.000214 | -0.000273 | -0.000457 | -0.000661 | -0.000708 | -0.000827 | -0.000743 | -0.000801 | -0.000815 | -0.000798 | -0.000702 | -0.000463
0.004804 | 0.004114 | 0.003878 | 0.003716 | 0.003522 | 0.003227 | 0.003034 | 0.002807 | 0.002559 | 0.002377 | 0.002222 | 0.002129 | 0.002129 | 0.002051 | 0.001989 | 0.001872 | 0.001669 | 0.001611 | 0.001396 | 0.001232 | 0.001035 | 0.000828 | 0.000682 | 0.000511 | 0.000253 | 0 | -0.000154 | -0.000256 | -0.000368 | -0.00057 | -0.000723 | -0.000861 | -0.000882 | -0.00091 | -0.000882 | -0.000918 | -0.000826 | -0.000679 | -0.000588
0.00497 | 0.004248 | 0.004033 | 0.00385 | 0.003607 | 0.003352 | 0.003112 | 0.002912 | 0.002695 | 0.002504 | 0.002278 | 0.002251 | 0.002124 | 0.002081 | 0.001949 | 0.001929 | 0.001796 | 0.001604 | 0.001446 | 0.001197 | 0.001087 | 0.000869 | 0.000674 | 0.000525 | 0.00023 | 0 | -0.000201 | -0.00034 | -0.000454 | -0.00059 | -0.000792 | -0.000807 | -0.000972 | -0.000967 | -0.000992 | -0.001051 | -0.000964 | -0.00081 | -0.000708
0.005053 | 0.004362 | 0.004166 | 0.003979 | 0.003758 | 0.003504 | 0.003261 | 0.003055 | 0.002785 | 0.002565 | 0.002386 | 0.00228 | 0.002208 | 0.0021 | 0.001985 | 0.001937 | 0.001701 | 0.001552 | 0.001407 | 0.001261 | 0.001076 | 0.000894 | 0.000765 | 0.000563 | 0.000288 | 0 | -0.000191 | -0.000296 | -0.000504 | -0.000673 | -0.000884 | -0.000962 | -0.001057 | -0.001067 | -0.001095 | -0.001105 | -0.001074 | -0.00094 | -0.000797
0.005129 | 0.004371 | 0.004145 | 0.003972 | 0.003719 | 0.003435 | 0.003198 | 0.002994 | 0.002755 | 0.00253 | 0.002352 | 0.002224 | 0.002142 | 0.002105 | 0.002018 | 0.001901 | 0.001764 | 0.001631 | 0.001445 | 0.001274 | 0.001095 | 0.000888 | 0.000732 | 0.000579 | 0.000301 | 0 | -0.000202 | -0.000315 | -0.000439 | -0.000635 | -0.000868 | -0.000949 | -0.001013 | -0.001095 | -0.001135 | -0.0011 | -0.001046 | -0.000902 | -0.000845
0.005195 | 0.004462 | 0.004255 | 0.004068 | 0.003829 | 0.00356 | 0.003283 | 0.003094 | 0.002825 | 0.002619 | 0.002409 | 0.002314 | 0.002228 | 0.002139 | 0.002011 | 0.001942 | 0.001779 | 0.001621 | 0.001426 | 0.001214 | 0.001123 | 0.000891 | 0.000724 | 0.000586 | 0.000267 | 0 | -0.00019 | -0.000341 | -0.000527 | -0.000652 | -0.00093 | -0.000967 | -0.001108 | -0.001066 | -0.00116 | -0.001201 | -0.001161 | -0.001014 | -0.000901
0.005363 | 0.004607 | 0.004374 | 0.004179 | 0.003945 | 0.003631 | 0.003396 | 0.003168 | 0.002902 | 0.002711 | 0.002488 | 0.002362 | 0.002312 | 0.002181 | 0.0021 | 0.002 | 0.001774 | 0.001673 | 0.001444 | 0.001301 | 0.001097 | 0.000892 | 0.000725 | 0.000584 | 0.000324 | 0 | -0.000217 | -0.000325 | -0.000496 | -0.000703 | -0.000895 | -0.001023 | -0.001068 | -0.001139 | -0.001116 | -0.001183 | -0.001144 | -0.000991 | -0.000911
0.005305 | 0.004611 | 0.004426 | 0.004172 | 0.003942 | 0.003648 | 0.003464 | 0.003242 | 0.003022 | 0.002828 | 0.00262 | 0.002517 | 0.002486 | 0.00237 | 0.002281 | 0.002197 | 0.001996 | 0.001858 | 0.001678 | 0.001462 | 0.001262 | 0.001024 | 0.000828 | 0.000599 | 0.000291 | 0 | -0.000191 | -0.000274 | -0.000427 | -0.000591 | -0.000788 | -0.000896 | -0.00099 | -0.001041 | -0.001071 | -0.001134 | -0.001032 | -0.000916 | -0.000812
0.00561 | 0.00494 | 0.004728 | 0.00455 | 0.004287 | 0.004002 | 0.00376 | 0.003495 | 0.003252 | 0.00305 | 0.00285 | 0.00277 | 0.002614 | 0.002514 | 0.002381 | 0.002331 | 0.002136 | 0.001975 | 0.001743 | 0.001519 | 0.001356 | 0.00109 | 0.000894 | 0.000641 | 0.000292 | 0 | -0.000224 | -0.000348 | -0.000532 | -0.000728 | -0.000982 | -0.001007 | -0.001152 | -0.001187 | -0.001186 | -0.001226 | -0.001196 | -0.001069 | -0.000973
0.005641 | 0.004926 | 0.004718 | 0.004516 | 0.004268 | 0.003971 | 0.003771 | 0.003573 | 0.003327 | 0.003145 | 0.002926 | 0.002862 | 0.002786 | 0.0027 | 0.002608 | 0.002547 | 0.002316 | 0.002153 | 0.001969 | 0.001736 | 0.001477 | 0.001217 | 0.000978 | 0.000699 | 0.000323 | 0 | -0.000265 | -0.000468 | -0.000633 | -0.000878 | -0.001122 | -0.00125 | -0.001354 | -0.001379 | -0.00144 | -0.001474 | -0.001428 | -0.001291 | -0.001203
0.00585 | 0.005119 | 0.004924 | 0.004716 | 0.004484 | 0.00419 | 0.003944 | 0.003671 | 0.003435 | 0.003228 | 0.00307 | 0.002939 | 0.002876 | 0.002752 | 0.002636 | 0.00259 | 0.002411 | 0.002232 | 0.002048 | 0.001783 | 0.001578 | 0.001306 | 0.001069 | 0.00078 | 0.000374 | 0 | -0.000276 | -0.000485 | -0.000708 | -0.000931 | -0.001191 | -0.001296 | -0.001426 | -0.001476 | -0.001565 | -0.001575 | -0.001492 | -0.001401 | -0.001313
0.005948 | 0.005246 | 0.005041 | 0.004853 | 0.004605 | 0.004318 | 0.004083 | 0.00387 | 0.003642 | 0.003458 | 0.003253 | 0.003188 | 0.003086 | 0.002995 | 0.002883 | 0.00284 | 0.002601 | 0.00246 | 0.002193 | 0.001939 | 0.001656 | 0.001385 | 0.001129 | 0.000789 | 0.000375 | 0 | -0.00032 | -0.000566 | -0.000787 | -0.001031 | -0.001299 | -0.001384 | -0.001581 | -0.00156 | -0.001624 | -0.00165 | -0.001629 | -0.001486 | -0.001438
0.005897 | 0.005202 | 0.005018 | 0.004835 | 0.004604 | 0.004321 | 0.004141 | 0.003924 | 0.003695 | 0.003499 | 0.003288 | 0.00318 | 0.00313 | 0.003025 | 0.002932 | 0.002859 | 0.002649 | 0.002469 | 0.002213 | 0.001961 | 0.001675 | 0.001424 | 0.001151 | 0.000841 | 0.000417 | 0 | -0.000353 | -0.000585 | -0.000868 | -0.001156 | -0.001436 | -0.00154 | -0.001713 | -0.001776 | -0.001774 | -0.001835 | -0.001811 | -0.001684 | -0.001629
0.005926 | 0.00519 | 0.004993 | 0.004868 | 0.00468 | 0.004378 | 0.004135 | 0.00392 | 0.003739 | 0.003568 | 0.003371 | 0.003306 | 0.0032 | 0.003104 | 0.003003 | 0.002932 | 0.002726 | 0.00256 | 0.002311 | 0.002021 | 0.00177 | 0.001442 | 0.001163 | 0.000857 | 0.000401 | 0 | -0.000319 | -0.000569 | -0.00084 | -0.001125 | -0.001372 | -0.001527 | -0.001646 | -0.001721 | -0.00176 | -0.001797 | -0.001749 | -0.001653 | -0.001579
0.005963 | 0.005249 | 0.005053 | 0.004924 | 0.004714 | 0.004454 | 0.004238 | 0.004033 | 0.003723 | 0.003531 | 0.003395 | 0.003313 | 0.003236 | 0.003127 | 0.003034 | 0.002939 | 0.002705 | 0.002559 | 0.00229 | 0.002019 | 0.001753 | 0.001459 | 0.001179 | 0.000855 | 0.000416 | 0 | -0.000402 | -0.000667 | -0.000945 | -0.001214 | -0.001461 | -0.001606 | -0.001728 | -0.001767 | -0.001813 | -0.001851 | -0.001797 | -0.001696 | -0.001651
0.005935 | 0.005239 | 0.005075 | 0.004924 | 0.0047 | 0.004436 | 0.004227 | 0.004033 | 0.00382 | 0.003624 | 0.003411 | 0.003356 | 0.003241 | 0.003155 | 0.00304 | 0.00296 | 0.002737 | 0.002559 | 0.00229 | 0.002028 | 0.001755 | 0.00145 | 0.001202 | 0.000868 | 0.000429 | 0 | -0.000307 | -0.000572 | -0.000842 | -0.001072 | -0.00135 | -0.001493 | -0.001635 | -0.001692 | -0.001746 | -0.001745 | -0.001716 | -0.001597 | -0.001586
0.00592 | 0.005217 | 0.005028 | 0.004874 | 0.004655 | 0.004373 | 0.004196 | 0.004005 | 0.003787 | 0.003677 | 0.003438 | 0.003308 | 0.003269 | 0.003137 | 0.00304 | 0.002934 | 0.00271 | 0.00254 | 0.002292 | 0.002019 | 0.001731 | 0.001419 | 0.001166 | 0.000897 | 0.00045 | 0 | -0.000286 | -0.000511 | -0.000762 | -0.000993 | -0.001261 | -0.001369 | -0.001495 | -0.001592 | -0.001588 | -0.001669 | -0.001626 | -0.001552 | -0.00148
0.005872 | 0.005156 | 0.004957 | 0.004827 | 0.004586 | 0.004314 | 0.004116 | 0.003945 | 0.003724 | 0.003484 | 0.003311 | 0.003233 | 0.003139 | 0.003028 | 0.00295 | 0.00285 | 0.002623 | 0.002443 | 0.002165 | 0.001911 | 0.001639 | 0.001343 | 0.001059 | 0.000781 | 0.000348 | 0 | -0.000282 | -0.000521 | -0.000805 | -0.001031 | -0.001301 | -0.001389 | -0.001472 | -0.001582 | -0.001615 | -0.001623 | -0.001591 | -0.001464 | -0.00145
0.005593 | 0.004894 | 0.004724 | 0.004588 | 0.004374 | 0.004165 | 0.003948 | 0.003737 | 0.003482 | 0.003343 | 0.003163 | 0.003132 | 0.003036 | 0.002931 | 0.002833 | 0.002728 | 0.002509 | 0.002358 | 0.002108 | 0.001839 | 0.001606 | 0.001294 | 0.001059 | 0.00078 | 0.000375 | 0 | -0.000348 | -0.000555 | -0.000768 | -0.000983 | -0.001261 | -0.001368 | -0.001464 | -0.001469 | -0.001504 | -0.001578 | -0.001533 | -0.001432 | -0.001387
0.005682 | 0.004943 | 0.004757 | 0.00462 | 0.004387 | 0.004117 | 0.003922 | 0.00375 | 0.003547 | 0.003392 | 0.003209 | 0.003144 | 0.003088 | 0.002967 | 0.002884 | 0.002774 | 0.00259 | 0.002397 | 0.002125 | 0.001836 | 0.001582 | 0.001308 | 0.001039 | 0.000779 | 0.000372 | 0 | -0.00028 | -0.000465 | -0.000663 | -0.000866 | -0.001116 | -0.00125 | -0.001315 | -0.001363 | -0.001377 | -0.001401 | -0.001368 | -0.001261 | -0.001235
0.005424 | 0.004727 | 0.004555 | 0.004437 | 0.004249 | 0.003998 | 0.003812 | 0.003622 | 0.003405 | 0.003229 | 0.003095 | 0.003004 | 0.002949 | 0.002846 | 0.002741 | 0.002656 | 0.002457 | 0.002308 | 0.002061 | 0.001794 | 0.00156 | 0.001254 | 0.000997 | 0.000705 | 0.000322 | 0 | -0.000285 | -0.000506 | -0.000709 | -0.000898 | -0.001136 | -0.001222 | -0.001343 | -0.001383 | -0.001415 | -0.001428 | -0.001419 | -0.001281 | -0.001259
0.005338 | 0.00462 | 0.004432 | 0.00431 | 0.004093 | 0.003853 | 0.003672 | 0.003531 | 0.003331 | 0.003197 | 0.00302 | 0.002923 | 0.002875 | 0.002786 | 0.002644 | 0.002544 | 0.002345 | 0.002167 | 0.001893 | 0.001679 | 0.001407 | 0.001136 | 0.000945 | 0.000684 | 0.000313 | 0 | -0.000211 | -0.000375 | -0.000562 | -0.000711 | -0.000989 | -0.001072 | -0.00119 | -0.001117 | -0.001145 | -0.001202 | -0.001188 | -0.001072 | -0.001013
0.005149 | 0.004431 | 0.004242 | 0.00414 | 0.003951 | 0.003707 | 0.003512 | 0.003368 | 0.003157 | 0.003002 | 0.00287 | 0.002807 | 0.002772 | 0.00265 | 0.002549 | 0.002451 | 0.002299 | 0.002138 | 0.001914 | 0.001642 | 0.001374 | 0.001139 | 0.000907 | 0.000655 | 0.000325 | 0 | -0.000257 | -0.000343 | -0.000525 | -0.000719 | -0.000904 | -0.001014 | -0.001072 | -0.001123 | -0.001124 | -0.001164 | -0.001076 | -0.000947 | -0.000957
0.005051 | 0.004325 | 0.004177 | 0.004076 | 0.003869 | 0.003628 | 0.003463 | 0.003301 | 0.003088 | 0.002952 | 0.002811 | 0.002726 | 0.002648 | 0.002572 | 0.00245 | 0.00237 | 0.002202 | 0.002091 | 0.001822 | 0.001581 | 0.001361 | 0.001097 | 0.000874 | 0.000648 | 0.00028 | 0 | -0.000225 | -0.000351 | -0.000538 | -0.000718 | -0.000904 | -0.000936 | -0.001033 | -0.001005 | -0.001058 | -0.001049 | -0.001025 | -0.000919 | -0.000902
0.004999 | 0.004262 | 0.004093 | 0.003981 | 0.003783 | 0.003528 | 0.003345 | 0.003222 | 0.00302 | 0.002897 | 0.002747 | 0.002693 | 0.00266 | 0.002535 | 0.002423 | 0.002358 | 0.002127 | 0.002062 | 0.001799 | 0.001588 | 0.001304 | 0.001054 | 0.000887 | 0.000638 | 0.000304 | 0 | -0.000158 | -0.000294 | -0.00045 | -0.000588 | -0.000802 | -0.000815 | -0.0009 | -0.000931 | -0.000909 | -0.000917 | -0.000899 | -0.000788 | -0.000795
0.004782 | 0.004046 | 0.003887 | 0.003767 | 0.00357 | 0.00335 | 0.003175 | 0.003036 | 0.002841 | 0.002723 | 0.002584 | 0.002546 | 0.002497 | 0.002343 | 0.002286 | 0.002194 | 0.00206 | 0.001926 | 0.00171 | 0.001453 | 0.001253 | 0.001018 | 0.000764 | 0.000564 | 0.000244 | 0 | -0.000216 | -0.000282 | -0.000377 | -0.000568 | -0.000721 | -0.00076 | -0.000857 | -0.000822 | -0.000809 | -0.000841 | -0.000756 | -0.000641 | -0.000666
0.004686 | 0.00396 | 0.003773 | 0.003689 | 0.0035 | 0.003278 | 0.003109 | 0.002969 | 0.002792 | 0.002686 | 0.002524 | 0.002489 | 0.002403 | 0.002316 | 0.002194 | 0.002114 | 0.00197 | 0.001853 | 0.001609 | 0.001388 | 0.001189 | 0.000943 | 0.000784 | 0.000559 | 0.000237 | 0 | -0.0002 | -0.000249 | -0.000447 | -0.000533 | -0.000727 | -0.000712 | -0.000794 | -0.000709 | -0.000774 | -0.000791 | -0.000726 | -0.000655 | -0.000613
0.004491 | 0.00377 | 0.003599 | 0.003536 | 0.003319 | 0.003109 | 0.002954 | 0.002842 | 0.002672 | 0.00256 | 0.002436 | 0.002384 | 0.002358 | 0.002214 | 0.002165 | 0.002071 | 0.001897 | 0.001765 | 0.001573 | 0.001401 | 0.001121 | 0.000928 | 0.000743 | 0.000579 | 0.0003 | 0 | -0.000104 | -0.000175 | -0.000256 | -0.000411 | -0.000569 | -0.000625 | -0.000624 | -0.000655 | -0.000623 | -0.000631 | -0.000634 | -0.000458 | -0.000457
0.004344 | 0.003631 | 0.003466 | 0.003369 | 0.003201 | 0.002989 | 0.002827 | 0.002701 | 0.002531 | 0.002396 | 0.002301 | 0.002254 | 0.002173 | 0.002083 | 0.001982 | 0.001899 | 0.001797 | 0.0017 | 0.001501 | 0.001281 | 0.001098 | 0.000872 | 0.000654 | 0.000475 | 0.000207 | 0 | -0.000205 | -0.00023 | -0.000329 | -0.000399 | -0.000584 | -0.000569 | -0.000599 | -0.000616 | -0.000584 | -0.000569 | -0.000476 | -0.000409 | -0.000407
0.004009 | 0.003309 | 0.003166 | 0.003133 | 0.002907 | 0.002715 | 0.002564 | 0.002457 | 0.002343 | 0.002275 | 0.002101 | 0.002098 | 0.002061 | 0.001933 | 0.001839 | 0.001815 | 0.001662 | 0.001608 | 0.001341 | 0.001116 | 0.000975 | 0.000763 | 0.000653 | 0.000406 | 0.000205 | 0 | -0.000152 | -0.000175 | -0.00028 | -0.000402 | -0.000545 | -0.000527 | -0.000556 | -0.000442 | -0.000538 | -0.000512 | -0.000497 | -0.000417 | -0.000423
0.003975 | 0.003298 | 0.003164 | 0.00308 | 0.002925 | 0.002741 | 0.002624 | 0.002544 | 0.002425 | 0.002345 | 0.002192 | 0.002193 | 0.00217 | 0.002063 | 0.001948 | 0.001837 | 0.001733 | 0.001632 | 0.001486 | 0.001259 | 0.001031 | 0.000779 | 0.00063 | 0.000465 | 0.000222 | 0 | -0.000108 | -0.000159 | -0.000191 | -0.000255 | -0.000403 | -0.000452 | -0.000487 | -0.000506 | -0.000423 | -0.000361 | -0.00032 | -0.000216 | -0.000233
0.003646 | 0.003018 | 0.002904 | 0.002855 | 0.002712 | 0.002542 | 0.002426 | 0.00231 | 0.002199 | 0.002128 | 0.002054 | 0.00204 | 0.001958 | 0.001804 | 0.001754 | 0.001721 | 0.001607 | 0.001549 | 0.001323 | 0.001156 | 0.001008 | 0.000814 | 0.000632 | 0.000498 | 0.000184 | 0 | -0.000135 | -0.000121 | -0.000201 | -0.000289 | -0.000418 | -0.000342 | -0.000445 | -0.000347 | -0.000406 | -0.00042 | -0.000317 | -0.000265 | -0.000243
0.003909 | 0.003219 | 0.003084 | 0.003042 | 0.002837 | 0.002644 | 0.002525 | 0.002446 | 0.002353 | 0.00231 | 0.002108 | 0.002093 | 0.002027 | 0.001991 | 0.001806 | 0.001746 | 0.001654 | 0.001538 | 0.001347 | 0.00115 | 0.000921 | 0.000698 | 0.000645 | 0.00041 | 0.000248 | 0 | -7.3e-05 | -7.1e-05 | -0.000175 | -0.000238 | -0.000389 | -0.000397 | -0.000461 | -0.000336 | -0.000364 | -0.000301 | -0.000321 | -0.000206 | -0.000214
0.003965 | 0.003304 | 0.003177 | 0.003038 | 0.002909 | 0.002748 | 0.002615 | 0.002501 | 0.002391 | 0.002267 | 0.002167 | 0.002144 | 0.002101 | 0.001932 | 0.001901 | 0.001805 | 0.001693 | 0.001605 | 0.001476 | 0.001227 | 0.001004 | 0.000794 | 0.000555 | 0.00046 | 0.000195 | 0 | -0.000138 | -9.9e-05 | -0.000137 | -0.000261 | -0.000427 | -0.000318 | -0.000394 | -0.000459 | -0.000358 | -0.000369 | -0.000276 | -0.00016 | -0.000193
0.004096 | 0.003422 | 0.003322 | 0.003258 | 0.003089 | 0.00287 | 0.002774 | 0.00262 | 0.002454 | 0.002405 | 0.002238 | 0.002223 | 0.002118 | 0.00196 | 0.001801 | 0.001823 | 0.001633 | 0.0016 | 0.001352 | 0.001112 | 0.001023 | 0.000809 | 0.000624 | 0.000452 | 0.000166 | 0 | -5.8e-05 | -0.000103 | -0.000216 | -0.000267 | -0.000406 | -0.000331 | -0.000343 | -0.000259 | -0.000278 | -0.000317 | -0.000266 | -0.000284 | -0.000223
0.004256 | 0.003543 | 0.003371 | 0.003286 | 0.003056 | 0.00283 | 0.002675 | 0.002602 | 0.002486 | 0.002388 | 0.002182 | 0.002209 | 0.002163 | 0.001989 | 0.001875 | 0.001821 | 0.001589 | 0.001467 | 0.001299 | 0.001145 | 0.00086 | 0.00059 | 0.000528 | 0.000385 | 0.000168 | 0 | -0.000121 | -0.0001 | -0.000139 | -0.000219 | -0.000392 | -0.000422 | -0.00044 | -0.000372 | -0.000363 | -0.000311 | -0.000372 | -0.000149 | -0.000212
0.003739 | 0.003096 | 0.002999 | 0.002897 | 0.00279 | 0.002599 | 0.002495 | 0.002398 | 0.002228 | 0.002165 | 0.002113 | 0.002085 | 0.002034 | 0.001871 | 0.001791 | 0.001689 | 0.001572 | 0.001574 | 0.001369 | 0.001126 | 0.000966 | 0.000775 | 0.0005 | 0.000437 | 0.000178 | 0 | -0.000103 | -6.4e-05 | -8.1e-05 | -0.000221 | -0.000347 | -0.000242 | -0.000306 | -0.000368 | -0.000242 | -0.000363 | -0.000172 | -9.7e-05 | -0.000161
0.003732 | 0.003054 | 0.003013 | 0.002962 | 0.002761 | 0.00258 | 0.002468 | 0.00234 | 0.002232 | 0.002183 | 0.001984 | 0.002005 | 0.00193 | 0.001796 | 0.001615 | 0.001639 | 0.0014 | 0.00141 | 0.001189 | 0.000969 | 0.000846 | 0.000607 | 0.000564 | 0.000367 | 9e-05 | 0 | -0.000158 | -0.000153 | -0.000316 | -0.00032 | -0.000498 | -0.000438 | -0.000467 | -0.000235 | -0.000347 | -0.000391 | -0.000345 | -0.000389 | -0.000358
0.003824 | 0.003211 | 0.00307 | 0.002968 | 0.002805 | 0.002607 | 0.002559 | 0.002461 | 0.002362 | 0.002293 | 0.002135 | 0.002155 | 0.002127 | 0.002039 | 0.001901 | 0.001851 | 0.001697 | 0.001524 | 0.001333 | 0.001192 | 0.000909 | 0.000657 | 0.000562 | 0.000489 | 0.000201 | 0 | -7.7e-05 | -8.8e-05 | -9.7e-05 | -0.000309 | -0.000416 | -0.000457 | -0.000426 | -0.000503 | -0.000372 | -0.00034 | -0.000364 | -0.000202 | -0.000292
0.003728 | 0.003138 | 0.003051 | 0.002982 | 0.002882 | 0.002713 | 0.002567 | 0.002417 | 0.002333 | 0.002228 | 0.002163 | 0.002216 | 0.002098 | 0.001861 | 0.001824 | 0.001692 | 0.00159 | 0.001601 | 0.001439 | 0.001096 | 0.000984 | 0.000824 | 0.00057 | 0.000434 | 0.000147 | 0 | -0.000166 | -0.000218 | -0.000115 | -0.000301 | -0.000524 | -0.000353 | -0.000491 | -0.000439 | -0.000405 | -0.000407 | -0.000327 | -0.000328 | -0.000392
0.00368 | 0.003039 | 0.002938 | 0.00291 | 0.002716 | 0.002468 | 0.002428 | 0.002342 | 0.002349 | 0.002316 | 0.002044 | 0.002135 | 0.001991 | 0.002008 | 0.001714 | 0.001755 | 0.001522 | 0.00144 | 0.001221 | 0.001057 | 0.000892 | 0.000637 | 0.000541 | 0.000325 | 0.000163 | 0 | -0.000139 | -0.000219 | -0.000322 | -0.000426 | -0.000608 | -0.000617 | -0.000549 | -0.000507 | -0.000442 | -0.000577 | -0.000575 | -0.000487 | -0.000484
0.003867 | 0.003235 | 0.003086 | 0.003003 | 0.002878 | 0.002705 | 0.002575 | 0.002531 | 0.002433 | 0.002325 | 0.002219 | 0.002236 | 0.002235 | 0.00196 | 0.00198 | 0.001902 | 0.001719 | 0.001552 | 0.001416 | 0.001172 | 0.000925 | 0.000689 | 0.000629 | 0.000478 | 0.000231 | 0 | -0.000111 | -0.0001 | -6e-05 | -0.000284 | -0.00042 | -0.000472 | -0.000498 | -0.000544 | -0.000428 | -0.000417 | -0.000424 | -0.000213 | -0.000344
0.003856 | 0.003272 | 0.00328 | 0.00314 | 0.003032 | 0.002863 | 0.002704 | 0.00258 | 0.002502 | 0.002424 | 0.002226 | 0.002298 | 0.002167 | 0.00202 | 0.001835 | 0.001831 | 0.001694 | 0.001595 | 0.001413 | 0.001153 | 0.001045 | 0.000889 | 0.000544 | 0.00061 | 0.000132 | 0 | -0.000116 | -0.000186 | -0.000296 | -0.000422 | -0.000687 | -0.000487 | -0.000654 | -0.000534 | -0.000526 | -0.000454 | -0.000501 | -0.000579 | -0.000556
0.003982 | 0.003315 | 0.003276 | 0.003211 | 0.003034 | 0.00278 | 0.002703 | 0.002572 | 0.002559 | 0.002427 | 0.002155 | 0.002182 | 0.002194 | 0.002158 | 0.00197 | 0.001853 | 0.001603 | 0.0015 | 0.001292 | 0.001111 | 0.000849 | 0.000599 | 0.000658 | 0.000369 | 0.000201 | 0 | -0.000241 | -0.000265 | -0.00042 | -0.000499 | -0.000573 | -0.000744 | -0.000615 | -0.000645 | -0.000688 | -0.000694 | -0.000677 | -0.000681 | -0.000657
0.003719 | 0.003166 | 0.003021 | 0.002919 | 0.002856 | 0.002651 | 0.002597 | 0.002562 | 0.002479 | 0.002299 | 0.002209 | 0.002344 | 0.002238 | 0.002056 | 0.00185 | 0.001926 | 0.001685 | 0.001622 | 0.001542 | 0.001158 | 0.001102 | 0.000848 | 0.000518 | 0.000529 | 0.000167 | 0 | -0.000177 | -0.000216 | -0.000123 | -0.000403 | -0.000793 | -0.000588 | -0.000711 | -0.00064 | -0.000529 | -0.000552 | -0.000566 | -0.000341 | -0.00051
0.003936 | 0.00326 | 0.003263 | 0.003245 | 0.003087 | 0.002828 | 0.002781 | 0.002656 | 0.002604 | 0.002499 | 0.002242 | 0.002275 | 0.002224 | 0.001987 | 0.00189 | 0.001914 | 0.001652 | 0.001671 | 0.001361 | 0.001243 | 0.00103 | 0.000857 | 0.000676 | 0.000559 | 0.000215 | 0 | -0.000204 | -0.000117 | -0.000437 | -0.000392 | -0.000649 | -0.000499 | -0.000604 | -0.000421 | -0.000479 | -0.000639 | -0.000619 | -0.000705 | -0.000623
0.004128 | 0.003474 | 0.003421 | 0.00335 | 0.003141 | 0.002926 | 0.00283 | 0.002778 | 0.002774 | 0.002603 | 0.002432 | 0.002441 | 0.002367 | 0.00228 | 0.002017 | 0.002054 | 0.001733 | 0.001707 | 0.001401 | 0.001356 | 0.00103 | 0.000839 | 0.000705 | 0.000587 | 0.000279 | 0 | -0.000114 | -0.00021 | -0.000185 | -0.000352 | -0.000619 | -0.000727 | -0.000687 | -0.000821 | -0.000628 | -0.000594 | -0.000653 | -0.000427 | -0.000679
0.003451 | 0.002912 | 0.002992 | 0.002847 | 0.002849 | 0.00267 | 0.002617 | 0.002498 | 0.002358 | 0.002391 | 0.002159 | 0.002326 | 0.002261 | 0.001895 | 0.001871 | 0.001866 | 0.001559 | 0.001527 | 0.001544 | 0.001063 | 0.001009 | 0.000868 | 0.000664 | 0.000545 | 0.000176 | 0 | -0.000151 | -0.000308 | -0.000267 | -0.000467 | -0.000737 | -0.000435 | -0.000617 | -0.000582 | -0.000483 | -0.000504 | -0.000412 | -0.000475 | -0.000555
0.004105 | 0.003449 | 0.00352 | 0.003483 | 0.003303 | 0.003031 | 0.002981 | 0.002952 | 0.002838 | 0.002784 | 0.002458 | 0.002487 | 0.002478 | 0.002269 | 0.002168 | 0.002048 | 0.001687 | 0.001706 | 0.0014 | 0.001265 | 0.001195 | 0.001026 | 0.000842 | 0.000683 | 0.000227 | 0 | 3.4e-05 | -4.9e-05 | -0.000185 | -0.000306 | -0.000557 | -0.000576 | -0.000447 | -0.000322 | -0.000522 | -0.000548 | -0.000476 | -0.000506 | -0.000443
0.003437 | 0.002912 | 0.002791 | 0.002873 | 0.002647 | 0.002475 | 0.002426 | 0.002394 | 0.002319 | 0.002192 | 0.002044 | 0.002043 | 0.001877 | 0.001894 | 0.001669 | 0.001668 | 0.001404 | 0.001394 | 0.001168 | 0.000971 | 0.00074 | 0.000433 | 0.000481 | 0.000324 | -5.2e-05 | 0 | -0.000361 | -0.000377 | -0.000356 | -0.000607 | -0.000851 | -0.000693 | -0.00079 | -0.000856 | -0.000709 | -0.000499 | -0.000552 | -0.000499 | -0.000687