## Moorings
Ref Des | Serial Number | Deployment Number | Anchor Launch Date | Anchor Launch Time | Recover Date | Latitude | Longitude | Water Depth | Cruise Number | Notes
CP01CNSM | CP01CNSM-00004 | 4 | 2015-10-23 | 18:50 |  | 40° 07.994' N | 70° 46.706' W | 136 | AT-31 |  | 40.1332 | -70.7784

## Asset_Cal_Info
Ref Des | Mooring Serial Number | Deployment Number | Sensor Serial Number | Calibration Cofficient Name | Calibration Cofficient Value | Notes
CP01CNSM-SBD11-01-MOPAK0000 | CP01CNSM-00004 | 4 | 2015-0009 |  |  | No Calibration Coefficient
CP01CNSM-SBD11-02-HYDGN0000 | CP01CNSM-00004 | 4 | ?? |  |  | No Calibration Coefficient
CP01CNSM-SBD12-03-HYDGN0000 | CP01CNSM-00004 | 4 | ?? |  |  | No Calibration Coefficient
CP01CNSM-SBD11-06-METBKA000 | CP01CNSM-00004 | 4 | LGR031 | CC_lat | 40.1332
CP01CNSM-SBD11-06-METBKA000 | CP01CNSM-00004 | 4 | LGR031 | CC_lon | -70.7784
CP01CNSM-SBD11-06-METBKA000 | CP01CNSM-00004 | 4 | LGR031 | CC_depth_of_conductivity_and_temperature_measurements_m | 1.067
CP01CNSM-SBD11-06-METBKA000 | CP01CNSM-00004 | 4 | LGR031 | CC_height_of_air_humidity_measurement_m | 4.293
CP01CNSM-SBD11-06-METBKA000 | CP01CNSM-00004 | 4 | LGR031 | CC_height_of_air_temperature_measurement_m | 4.293
CP01CNSM-SBD11-06-METBKA000 | CP01CNSM-00004 | 4 | LGR031 | CC_height_of_windspeed_sensor_above_sealevel_m | 4.75
CP01CNSM-SBD11-06-METBKA000 | CP01CNSM-00004 | 4 | LGR031 | CC_jcool | 1 | Constant
CP01CNSM-SBD11-06-METBKA000 | CP01CNSM-00004 | 4 | LGR031 | CC_jwarm | 1 | Constant
CP01CNSM-SBD11-06-METBKA000 | CP01CNSM-00004 | 4 | LGR031 | CC_zinvpbl | 600 | Constant
CP01CNSM-SBD12-06-METBKA000 | CP01CNSM-00004 | 4 | LGR032 | CC_lat | 40.1332
CP01CNSM-SBD12-06-METBKA000 | CP01CNSM-00004 | 4 | LGR032 | CC_lon | -70.7784
CP01CNSM-SBD12-06-METBKA000 | CP01CNSM-00004 | 4 | LGR032 | CC_depth_of_conductivity_and_temperature_measurements_m | 1.118
CP01CNSM-SBD12-06-METBKA000 | CP01CNSM-00004 | 4 | LGR032 | CC_height_of_air_humidity_measurement_m | 4.293
CP01CNSM-SBD12-06-METBKA000 | CP01CNSM-00004 | 4 | LGR032 | CC_height_of_air_temperature_measurement_m | 4.293
CP01CNSM-SBD12-06-METBKA000 | CP01CNSM-00004 | 4 | LGR032 | CC_height_of_windspeed_sensor_above_sealevel_m | 4.75
CP01CNSM-SBD12-06-METBKA000 | CP01CNSM-00004 | 4 | LGR032 | CC_jcool | 1 | Constant
CP01CNSM-SBD12-06-METBKA000 | CP01CNSM-00004 | 4 | LGR032 | CC_jwarm | 1 | Constant
CP01CNSM-SBD12-06-METBKA000 | CP01CNSM-00004 | 4 | LGR032 | CC_zinvpbl | 600 | Constant
CP01CNSM-SBD12-04-PCO2AA000 | CP01CNSM-00004 | 4 | 35-262-50A |  |  | No Calibration Coefficient
CP01CNSM-SBD12-05-WAVSSA000 | CP01CNSM-00004 | 4 | TAS06271 | CC_lat | 40.1332
CP01CNSM-SBD12-05-WAVSSA000 | CP01CNSM-00004 | 4 | TAS06271 | CC_lon | -70.7784
CP01CNSM-SBD12-08-FDCHPA000 | CP01CNSM-00004 | 4 | 144904 | CC_lat | 40.1332 | Group 5 addition.
-70.7784
CP01CNSM-RID26-04-VELPTA000 | CP01CNSM-00004 | 4 | AQD 8532 | CC_lat | 40.1332
CP01CNSM-RID26-04-VELPTA000 | CP01CNSM-00004 | 4 | AQD 8532 | CC_lon | -70.7784
CP01CNSM-MFD35-04-VELPTA000 | CP01CNSM-00004 | 4 | N/A | CC_lat | 40.1332 | Nothing deployed on MFN
CP01CNSM-MFD35-04-VELPTA000 | CP01CNSM-00004 | 4 | N/A | CC_lon | -70.7784
CP01CNSM-RID26-06-PHSEND000 | CP01CNSM-00004 | 4 | N/A | CC_ea434 |  | No deployed
CP01CNSM-RID26-06-PHSEND000 | CP01CNSM-00004 | 4 | N/A | CC_ea578
CP01CNSM-RID26-06-PHSEND000 | CP01CNSM-00004 | 4 | N/A | CC_eb434
CP01CNSM-RID26-06-PHSEND000 | CP01CNSM-00004 | 4 | N/A | CC_eb578
CP01CNSM-RID26-06-PHSEND000 | CP01CNSM-00004 | 4 | N/A | CC_ind_off
CP01CNSM-RID26-06-PHSEND000 | CP01CNSM-00004 | 4 | N/A | CC_ind_slp
CP01CNSM-RID26-06-PHSEND000 | CP01CNSM-00004 | 4 | N/A | CC_psal | 35 | Constant
CP01CNSM-MFD35-06-PHSEND000 | CP01CNSM-00004 | 4 | N/A | CC_ea434 |  | Nothing deployed on MFN
CP01CNSM-MFD35-06-PHSEND000 | CP01CNSM-00004 | 4 | N/A | CC_ea578
CP01CNSM-MFD35-06-PHSEND000 | CP01CNSM-00004 | 4 | N/A | CC_eb434
CP01CNSM-MFD35-06-PHSEND000 | CP01CNSM-00004 | 4 | N/A | CC_eb578
CP01CNSM-MFD35-06-PHSEND000 | CP01CNSM-00004 | 4 | N/A | CC_ind_off
CP01CNSM-MFD35-06-PHSEND000 | CP01CNSM-00004 | 4 | N/A | CC_ind_slp
CP01CNSM-MFD35-06-PHSEND000 | CP01CNSM-00004 | 4 | N/A | CC_psal | 35 | Constant
CP01CNSM-RID27-01-OPTAAD000 | CP01CNSM-00004 | 4 | ACS 152 | CC_cwlngth | [400.70000000, 405.50000000, 409.80000000, 413.70000000, 418.00000000, 423.10000000, 428.50000000, 432.70000000, 437.50000000, 442.10000000, 447.60000000, 453.00000000, 458.00000000, 463.10000000, 468.30000000, 473.80000000, 479.00000000, 484.10000000, 489.20000000, 494.60000000, 499.10000000, 504.30000000, 510.20000000, 515.90000000, 521.30000000, 526.00000000, 531.30000000, 536.30000000, 540.80000000, 546.30000000, 551.20000000, 556.50000000, 561.60000000, 566.90000000, 571.20000000, 575.90000000, 580.70000000, 585.10000000, 589.30000000, 593.50000000, 597.70000000, 602.40000000, 606.60000000, 611.50000000, 616.20000000, 620.90000000, 625.20000000, 629.70000000, 634.00000000, 638.30000000, 642.60000000, 647.10000000, 651.60000000, 656.20000000, 660.60000000, 665.20000000, 669.50000000, 673.60000000, 677.60000000, 681.50000000, 685.30000000, 688.90000000, 692.40000000, 695.80000000, 699.10000000, 702.60000000, 705.70000000, 708.70000000, 711.60000000, 714.50000000, 717.60000000, 720.30000000, 723.20000000, 725.60000000, 728.10000000, 730.30000000, 732.40000000, 734.20000000, 736.40000000, 738.00000000, 739.70000000, 741.80000000, 743.20000000]
CP01CNSM-RID27-01-OPTAAD000 | CP01CNSM-00004 | 4 | ACS 152 | CC_ccwo | [ 0.27334600, 0.35464900, 0.42848000, 0.49091800, 0.54003500, 0.58586700, 0.62782500, 0.66503100, 0.69928500, 0.73107400, 0.76063500, 0.78542300, 0.80479400, 0.82301500, 0.84270900, 0.85916600, 0.87761700, 0.89363800, 0.90712800, 0.92110000, 0.93459900, 0.94355100, 0.95253000, 0.96014200, 0.96722100, 0.97411000, 0.97914400, 0.98466800, 0.99159500, 0.99684900, 1.00314600, 1.00919100, 1.01225700, 1.01459400, 1.01494600, 1.01244700, 1.00472700, 0.99005100, 0.97361400, 0.95404900, 0.93122300, 0.91109700, 0.90245800, 0.89660900, 0.89671800, 0.89685700, 0.89850300, 0.89724600, 0.89628800, 0.89463200, 0.89057200, 0.88212000, 0.87271700, 0.85804200, 0.84954400, 0.84063600, 0.83402700, 0.82721200, 0.81874500, 0.80394100, 0.78481900, 0.75722800, 0.72354900, 0.67959400, 0.62774000, 0.56025100, 0.48118700, 0.39294400, 0.28929000, 0.16787600, 0.04332700, -0.09884700, -0.24293000, -0.39178200, -0.53655600, -0.67640300, -0.80092900, -0.91452600, -1.00696200, -1.08843200, -1.15422200, -1.20455500, -1.23990100]
CP01CNSM-RID27-01-OPTAAD000 | CP01CNSM-00004 | 4 | ACS 152 | CC_tcal | 19.6
CP01CNSM-RID27-01-OPTAAD000 | CP01CNSM-00004 | 4 | ACS 152 | CC_tbins | [ 1.42822600, 2.43000000, 3.47697000, 4.43703700, 5.50193500, 6.54312500, 7.50053300, 8.49785700, 9.47780000, 10.49920000, 11.49272700, 12.47339300, 13.47760000, 14.47500000, 15.47416700, 16.48000000, 17.48103400, 18.51352900, 19.49702700, 20.49545500, 21.48483900, 22.49000000, 23.51896600, 24.53379300, 25.50810800, 26.48725000, 27.50147100, 28.50305600, 29.47060600, 30.47250000, 31.48586200, 32.47814800, 33.47653800, 34.48458300, 35.51166700, 36.52080000, 37.76709700]
CP01CNSM-RID27-01-OPTAAD000 | CP01CNSM-00004 | 4 | ACS 152 | CC_awlngth | [400.70000000, 405.10000000, 409.40000000, 413.70000000, 418.30000000, 423.70000000, 428.80000000, 433.20000000, 437.90000000, 442.80000000, 448.30000000, 453.60000000, 458.70000000, 463.40000000, 468.90000000, 474.50000000, 480.10000000, 485.30000000, 490.40000000, 495.50000000, 500.30000000, 505.70000000, 511.10000000, 516.80000000, 522.50000000, 527.50000000, 532.50000000, 537.50000000, 542.50000000, 547.80000000, 553.10000000, 558.40000000, 563.50000000, 568.80000000, 573.40000000, 577.60000000, 582.00000000, 586.30000000, 591.30000000, 595.70000000, 599.90000000, 604.50000000, 609.80000000, 614.70000000, 619.70000000, 623.70000000, 628.20000000, 632.70000000, 637.20000000, 642.00000000, 646.40000000, 650.60000000, 655.50000000, 659.80000000, 664.10000000, 668.80000000, 673.10000000, 677.10000000, 681.10000000, 684.80000000, 688.40000000, 691.80000000, 695.30000000, 698.90000000, 702.30000000, 705.20000000, 708.60000000, 711.10000000, 714.50000000, 716.90000000, 720.30000000, 722.90000000, 725.40000000, 728.10000000, 729.90000000, 732.10000000, 734.20000000, 736.40000000, 737.80000000, 740.00000000, 741.60000000, 742.70000000, 744.00000000]
CP01CNSM-RID27-01-OPTAAD000 | CP01CNSM-00004 | 4 | ACS 152 | CC_acwo | [ 0.42194600, 0.54842700, 0.62452300, 0.66342300, 0.67669100, 0.68300500, 0.68315700, 0.68284100, 0.68453500, 0.68812000, 0.69218500, 0.69871000, 0.70720500, 0.71664500, 0.72787800, 0.73897900, 0.75147800, 0.76377500, 0.77647600, 0.78878400, 0.80087900, 0.81207200, 0.82331700, 0.83611200, 0.85049300, 0.86548500, 0.88056400, 0.89456600, 0.90765700, 0.92061300, 0.93298700, 0.94534200, 0.95734600, 0.96764100, 0.97497800, 0.97856900, 0.97778300, 0.97211300, 0.96221500, 0.94918600, 0.93782500, 0.93122900, 0.95031300, 0.95802800, 0.96703400, 0.97569000, 0.98372600, 0.99043700, 0.99564400, 0.99851800, 0.99849500, 0.99556100, 0.99089200, 0.98633300, 0.98385400, 0.98362200, 0.98261000, 0.97879400, 0.97119600, 0.95749000, 0.93704800, 0.90873600, 0.87088200, 0.82246000, 0.76232200, 0.69068300, 0.60544600, 0.50685800, 0.39408200, 0.27025800, 0.13574700, -0.00542100, -0.14874900, -0.28952800, -0.42223100, -0.54361300, -0.65129300, -0.74301200, -0.81914900, -0.88086900, -0.92815100, -0.96438400, -1.00013600]
CP01CNSM-RID27-01-OPTAAD000 | CP01CNSM-00004 | 4 | ACS 152 | CC_taarray | SheetRef:CC_taarray
CP01CNSM-RID27-01-OPTAAD000 | CP01CNSM-00004 | 4 | ACS 152 | CC_tcarray | SheetRef:CC_tcarray
CP01CNSM-MFD37-01-OPTAAD000 | CP01CNSM-00004 | 4 | N/A | CC_cwlngth |  | Nothing deployed on MFN
CP01CNSM-MFD37-01-OPTAAD000 | CP01CNSM-00004 | 4 | N/A | CC_ccwo
CP01CNSM-MFD37-01-OPTAAD000 | CP01CNSM-00004 | 4 | N/A | CC_tcal
CP01CNSM-MFD37-01-OPTAAD000 | CP01CNSM-00004 | 4 | N/A | CC_tbins
CP01CNSM-MFD37-01-OPTAAD000 | CP01CNSM-00004 | 4 | N/A | CC_awlngth
CP01CNSM-MFD37-01-OPTAAD000 | CP01CNSM-00004 | 4 | N/A | CC_acwo
CP01CNSM-MFD37-01-OPTAAD000 | CP01CNSM-00004 | 4 | N/A | CC_taarray
CP01CNSM-MFD37-01-OPTAAD000 | CP01CNSM-00004 | 4 | N/A | CC_tcarray
CP01CNSM-RID27-02-FLORTD000 | CP01CNSM-00004 | 4 | 1221 | CC_dark_counts_volume_scatter | 51
CP01CNSM-RID27-02-FLORTD000 | CP01CNSM-00004 | 4 | 1221 | CC_scale_factor_volume_scatter | 1.885e-06
CP01CNSM-RID27-02-FLORTD000 | CP01CNSM-00004 | 4 | 1221 | CC_dark_counts_chlorophyll_a | 53
CP01CNSM-RID27-02-FLORTD000 | CP01CNSM-00004 | 4 | 1221 | CC_scale_factor_chlorophyll_a | 0.0122
CP01CNSM-RID27-02-FLORTD000 | CP01CNSM-00004 | 4 | 1221 | CC_dark_counts_cdom | 43
CP01CNSM-RID27-02-FLORTD000 | CP01CNSM-00004 | 4 | 1221 | CC_scale_factor_cdom | 0.0906
CP01CNSM-RID27-02-FLORTD000 | CP01CNSM-00004 | 4 | 1221 | CC_scattering_angle | 117 | Constant
CP01CNSM-RID27-02-FLORTD000 | CP01CNSM-00004 | 4 | 1221 | CC_measurement_wavelength | 700 | Constant
CP01CNSM-RID27-02-FLORTD000 | CP01CNSM-00004 | 4 | 1221 | CC_angular_resolution | 1.076 | Constant
CP01CNSM-RID27-02-FLORTD000 | CP01CNSM-00004 | 4 | 1221 | CC_depolarization_ratio | 0.039 | Constant
CP01CNSM-RID27-03-CTDBPC000 | CP01CNSM-00004 | 4 | 16-50002 | CC_lat | 40.1332
CP01CNSM-RID27-03-CTDBPC000 | CP01CNSM-00004 | 4 | 16-50002 | CC_lon | -70.7784
CP01CNSM-RID27-03-CTDBPC000 | CP01CNSM-00004 | 4 | 16-50002 | CC_a0 | 0.0012723
CP01CNSM-RID27-03-CTDBPC000 | CP01CNSM-00004 | 4 | 16-50002 | CC_a1 | 0.00026976
CP01CNSM-RID27-03-CTDBPC000 | CP01CNSM-00004 | 4 | 16-50002 | CC_a2 | -6.986e-07
CP01CNSM-RID27-03-CTDBPC000 | CP01CNSM-00004 | 4 | 16-50002 | CC_a3 | 1.6375e-07
CP01CNSM-RID27-03-CTDBPC000 | CP01CNSM-00004 | 4 | 16-50002 | CC_ptempa0 | -60.1939
CP01CNSM-RID27-03-CTDBPC000 | CP01CNSM-00004 | 4 | 16-50002 | CC_ptempa1 | 53.8827
CP01CNSM-RID27-03-CTDBPC000 | CP01CNSM-00004 | 4 | 16-50002 | CC_ptempa2 | -0.26461
CP01CNSM-RID27-03-CTDBPC000 | CP01CNSM-00004 | 4 | 16-50002 | CC_ptca0 | 525191.4
CP01CNSM-RID27-03-CTDBPC000 | CP01CNSM-00004 | 4 | 16-50002 | CC_ptca1 | 7.2011
CP01CNSM-RID27-03-CTDBPC000 | CP01CNSM-00004 | 4 | 16-50002 | CC_ptca2 | -0.17381
CP01CNSM-RID27-03-CTDBPC000 | CP01CNSM-00004 | 4 | 16-50002 | CC_ptcb0 | 25.0425
CP01CNSM-RID27-03-CTDBPC000 | CP01CNSM-00004 | 4 | 16-50002 | CC_ptcb1 | 0.0009
CP01CNSM-RID27-03-CTDBPC000 | CP01CNSM-00004 | 4 | 16-50002 | CC_ptcb2 | 0
CP01CNSM-RID27-03-CTDBPC000 | CP01CNSM-00004 | 4 | 16-50002 | CC_pa0 | 0.034811
CP01CNSM-RID27-03-CTDBPC000 | CP01CNSM-00004 | 4 | 16-50002 | CC_pa1 | 0.00048898
CP01CNSM-RID27-03-CTDBPC000 | CP01CNSM-00004 | 4 | 16-50002 | CC_pa2 | -5.6532e-12
CP01CNSM-RID27-03-CTDBPC000 | CP01CNSM-00004 | 4 | 16-50002 | CC_g | -0.97569
CP01CNSM-RID27-03-CTDBPC000 | CP01CNSM-00004 | 4 | 16-50002 | CC_h | 0.13865
CP01CNSM-RID27-03-CTDBPC000 | CP01CNSM-00004 | 4 | 16-50002 | CC_i | -0.00020795
CP01CNSM-RID27-03-CTDBPC000 | CP01CNSM-00004 | 4 | 16-50002 | CC_j | 0.34141
CP01CNSM-RID27-03-CTDBPC000 | CP01CNSM-00004 | 4 | 16-50002 | CC_cpcor | -9.57e-08
CP01CNSM-RID27-03-CTDBPC000 | CP01CNSM-00004 | 4 | 16-50002 | CC_ctcor | 3.25e-06
CP01CNSM-MFD37-03-CTDBPD000 | CP01CNSM-00004 | 4 | N/A | CC_lat |  | Nothing deployed on MFN
CP01CNSM-MFD37-03-CTDBPD000 | CP01CNSM-00004 | 4 | N/A | CC_lon
CP01CNSM-MFD37-03-CTDBPD000 | CP01CNSM-00004 | 4 | N/A | CC_a0
CP01CNSM-MFD37-03-CTDBPD000 | CP01CNSM-00004 | 4 | N/A | CC_a1
CP01CNSM-MFD37-03-CTDBPD000 | CP01CNSM-00004 | 4 | N/A | CC_a2
CP01CNSM-MFD37-03-CTDBPD000 | CP01CNSM-00004 | 4 | N/A | CC_a3
CP01CNSM-MFD37-03-CTDBPD000 | CP01CNSM-00004 | 4 | N/A | CC_ptempa0
CP01CNSM-MFD37-03-CTDBPD000 | CP01CNSM-00004 | 4 | N/A | CC_ptempa1
CP01CNSM-MFD37-03-CTDBPD000 | CP01CNSM-00004 | 4 | N/A | CC_ptempa2
CP01CNSM-MFD37-03-CTDBPD000 | CP01CNSM-00004 | 4 | N/A | CC_ptca0
CP01CNSM-MFD37-03-CTDBPD000 | CP01CNSM-00004 | 4 | N/A | CC_ptca1
CP01CNSM-MFD37-03-CTDBPD000 | CP01CNSM-00004 | 4 | N/A | CC_ptca2
CP01CNSM-MFD37-03-CTDBPD000 | CP01CNSM-00004 | 4 | N/A | CC_ptcb0
CP01CNSM-MFD37-03-CTDBPD000 | CP01CNSM-00004 | 4 | N/A | CC_ptcb1
CP01CNSM-MFD37-03-CTDBPD000 | CP01CNSM-00004 | 4 | N/A | CC_ptcb2
CP01CNSM-MFD37-03-CTDBPD000 | CP01CNSM-00004 | 4 | N/A | CC_pa0
CP01CNSM-MFD37-03-CTDBPD000 | CP01CNSM-00004 | 4 | N/A | CC_pa1
CP01CNSM-MFD37-03-CTDBPD000 | CP01CNSM-00004 | 4 | N/A | CC_pa2
CP01CNSM-MFD37-03-CTDBPD000 | CP01CNSM-00004 | 4 | N/A | CC_g
CP01CNSM-MFD37-03-CTDBPD000 | CP01CNSM-00004 | 4 | N/A | CC_h
CP01CNSM-MFD37-03-CTDBPD000 | CP01CNSM-00004 | 4 | N/A | CC_i
CP01CNSM-MFD37-03-CTDBPD000 | CP01CNSM-00004 | 4 | N/A | CC_j
CP01CNSM-MFD37-03-CTDBPD000 | CP01CNSM-00004 | 4 | N/A | CC_cpcor
CP01CNSM-MFD37-03-CTDBPD000 | CP01CNSM-00004 | 4 | N/A | CC_ctcor
CP01CNSM-RID27-04-DOSTAD000 | CP01CNSM-00004 | 4 | 514 | CC_lat | 40.1332
CP01CNSM-RID27-04-DOSTAD000 | CP01CNSM-00004 | 4 | 514 | CC_lon | -70.7784
CP01CNSM-RID27-04-DOSTAD000 | CP01CNSM-00004 | 4 | 514 | CC_csv | [2.92504e-03, 1.24029e-04, 2.52196e-06, 2.30861e02, -3.30643e-01, -5.67360e01, 4.55795e00]
CP01CNSM-RID27-04-DOSTAD000 | CP01CNSM-00004 | 4 | 514 | CC_ct_depth
CP01CNSM-MFD37-04-DOSTAD000 | CP01CNSM-00004 | 4 | N/A | CC_lat |  | Nothing deployed on MFN
CP01CNSM-MFD37-04-DOSTAD000 | CP01CNSM-00004 | 4 | N/A | CC_lon
CP01CNSM-MFD37-04-DOSTAD000 | CP01CNSM-00004 | 4 | N/A | CC_csv
CP01CNSM-MFD37-04-DOSTAD000 | CP01CNSM-00004 | 4 | N/A | CC_ct_depth
CP01CNSM-RID26-07-NUTNRB000 | CP01CNSM-00004 | 4 | 284 | CC_lower_wavelength_limit_for_spectra_fit | 217 | Constant
CP01CNSM-RID26-07-NUTNRB000 | CP01CNSM-00004 | 4 | 284 | CC_upper_wavelength_limit_for_spectra_fit | 240 | Constant
CP01CNSM-RID26-07-NUTNRB000 | CP01CNSM-00004 | 4 | 284 | CC_cal_temp | 20.11
CP01CNSM-RID26-07-NUTNRB000 | CP01CNSM-00004 | 4 | 284 | CC_wl | [189.86, 190.65, 191.44, 192.22, 193.01, 193.8, 194.59, 195.38, 196.16, 196.95, 197.74, 198.53, 199.32, 200.11, 200.9, 201.69, 202.48, 203.27, 204.06, 204.85, 205.65, 206.44, 207.23, 208.02, 208.81, 209.61, 210.4, 211.19, 211.98, 212.78, 213.57, 214.36, 215.16, 215.95, 216.74, 217.54, 218.33, 219.13, 219.92, 220.72, 221.51, 222.31, 223.1, 223.9, 224.69, 225.49, 226.29, 227.08, 227.88, 228.68, 229.47, 230.27, 231.07, 231.86, 232.66, 233.46, 234.26, 235.05, 235.85, 236.65, 237.45, 238.25, 239.04, 239.84, 240.64, 241.44, 242.24, 243.04, 243.84, 244.64, 245.44, 246.23, 247.03, 247.83, 248.63, 249.43, 250.23, 251.03, 251.83, 252.63, 253.43, 254.24, 255.04, 255.84, 256.64, 257.44, 258.24, 259.04, 259.84, 260.64, 261.44, 262.25, 263.05, 263.85, 264.65, 265.45, 266.25, 267.05, 267.86, 268.66, 269.46, 270.26, 271.06, 271.87, 272.67, 273.47, 274.27, 275.08, 275.88, 276.68, 277.48, 278.29, 279.09, 279.89, 280.69, 281.5, 282.3, 283.1, 283.9, 284.71, 285.51, 286.31, 287.12, 287.92, 288.72, 289.53, 290.33, 291.13, 291.93, 292.74, 293.54, 294.34, 295.15, 295.95, 296.75, 297.56, 298.36, 299.16, 299.96, 300.77, 301.57, 302.37, 303.18, 303.98, 304.78, 305.59, 306.39, 307.19, 307.99, 308.8, 309.6, 310.4, 311.2, 312.01, 312.81, 313.61, 314.42, 315.22, 316.02, 316.82, 317.63, 318.43, 319.23, 320.03, 320.83, 321.64, 322.44, 323.24, 324.04, 324.84, 325.65, 326.45, 327.25, 328.05, 328.85, 329.65, 330.46, 331.26, 332.06, 332.86, 333.66, 334.46, 335.26, 336.06, 336.86, 337.67, 338.47, 339.27, 340.07, 340.87, 341.67, 342.47, 343.27, 344.07, 344.87, 345.67, 346.47, 347.27, 348.06, 348.86, 349.66, 350.46, 351.26, 352.06, 352.86, 353.66, 354.45, 355.25, 356.05, 356.85, 357.65, 358.44, 359.24, 360.04, 360.84, 361.63, 362.43, 363.23, 364.02, 364.82, 365.62, 366.41, 367.21, 368, 368.8, 369.6, 370.39, 371.19, 371.98, 372.78, 373.57, 374.37, 375.16, 375.95, 376.75, 377.54, 378.34, 379.13, 379.92, 380.71, 381.51, 382.3, 383.09, 383.89, 384.68, 385.47, 386.26, 387.05, 387.84, 388.63, 389.43, 390.22, 391.01, 391.8, 392.59, 393.38]
CP01CNSM-RID26-07-NUTNRB000 | CP01CNSM-00004 | 4 | 284 | CC_eno3 | [0.00022302, 0.02363846, 0.00549698, 0.00315502, 0.00337571, 0.0020033, 0.00078306, 0.00345115, -0.00144168, 0.00656214, -0.00019429, 0.00046653, -0.0001891, 0.00388168, -0.00061826, -0.00018131, 0.0006259, 0.01118034, 0.00242022, 0.00207569, 0.00069215, 0.00125068, 0.00214476, 0.00417196, 0.00504578, 0.00619311, 0.00629207, 0.00651336, 0.00633307, 0.00608974, 0.00589366, 0.00565509, 0.00534901, 0.00504698, 0.00472627, 0.00441384, 0.0041025, 0.00380255, 0.00349456, 0.00318634, 0.00289885, 0.00260955, 0.00233806, 0.00207743, 0.0018455, 0.00161291, 0.00141323, 0.00122176, 0.0010571, 0.0009016, 0.0007718, 0.00065045, 0.00055369, 0.00045419, 0.00039475, 0.00031588, 0.00026287, 0.00021331, 0.00018241, 0.00013637, 0.00010674, 0.00008331, 0.00006433, 0.00004568, 0.0000299, 0.00002464, 0.00001177, 0.00000467, -0.00000156, -0.00000077, -0.00001696, -0.0000099, -0.00001472, -0.00000703, -0.00000892, -0.00001912, -0.00000989, -0.00001647, -0.00000457, -0.00000439, -0.00001318, -0.00000212, 0.00000716, -0.00000484, 0.00000034, 0.00001626, 0.00001271, 0.00000469, 0.00002228, 0.00001149, 0.00001846, 0.00002106, 0.00001854, 0.00002755, 0.00002075, 0.0000252, 0.0000405, 0.0000418, 0.00004884, 0.00005161, 0.00005581, 0.00006249, 0.00005859, 0.00006269, 0.00006128, 0.00005787, 0.00005219, 0.00005816, 0.00005262, 0.00007365, 0.00007054, 0.00007685, 0.00009438, 0.00008787, 0.00009627, 0.0001073, 0.00009016, 0.00010442, 0.00009558, 0.00009326, 0.00010428, 0.00010688, 0.00010117, 0.00010132, 0.00008862, 0.00010585, 0.00011624, 0.00011872, 0.00011239, 0.00012011, 0.00010479, 0.00012325, 0.00012398, 0.00012604, 0.00011848, 0.00013207, 0.00013134, 0.00014075, 0.00015904, 0.00013854, 0.0001397, 0.00015119, 0.00014667, 0.00014575, 0.00015858, 0.00014944, 0.0001556, 0.00015604, 0.00015903, 0.00015334, 0.00016058, 0.0001646, 0.00015986, 0.00017649, 0.00016964, 0.00017759, 0.00018528, 0.00016048, 0.00018677, 0.00018046, 0.00017293, 0.00015635, 0.00019012, 0.00017066, 0.00019057, 0.00019869, 0.00020448, 0.00020516, 0.00021022, 0.00021266, 0.00019768, 0.0002288, 0.00023333, 0.00021471, 0.00021804, 0.00023535, 0.00021287, 0.00022131, 0.00020136, 0.00020178, 0.00024326, 0.00023562, 0.00023723, 0.00026141, 0.00026096, 0.00024004, 0.00026831, 0.00026375, 0.00026945, 0.00026488, 0.00024993, 0.00025667, 0.00026338, 0.00025356, 0.00027689, 0.00031796, 0.00030292, 0.00028371, 0.00026226, 0.00028366, 0.00028415, 0.00029618, 0.00028928, 0.0002664, 0.00029644, 0.00030644, 0.00032625, 0.00031472, 0.00033495, 0.00029733, 0.00032338, 0.000327, 0.00035783, 0.00032473, 0.00033198, 0.00032044, 0.0003587, 0.00032719, 0.00035094, 0.00034376, 0.0003175, 0.00035136, 0.00031626, 0.00034842, 0.00037118, 0.00036901, 0.0003364, 0.00035176, 0.00039964, 0.00037388, 0.00035975, 0.00040318, 0.00042327, 0.00035676, 0.00038243, 0.00036128, 0.00036761, 0.00043997, 0.00038031, 0.0003827, 0.00039321, 0.0003746, 0.00040011, 0.00044547, 0.00043318, 0.00040755, 0.00036228, 0.00037977, 0.00037994, 0.00036494, 0.00038738, 0.00040327, 0.00043883, 0.00046551, 0.00045065, 0.00045325]
CP01CNSM-RID26-07-NUTNRB000 | CP01CNSM-00004 | 4 | 284 | CC_eswa | [0.00507879, 0.00389452, 0.01115518, 0.00803155, 0.00911707, 0.00581911, 0.01462314, 0.00371406, 0.01005677, 0.00966329, 0.01203169, 0.01693727, 0.03657962, 0.03640262, 0.05024611, 0.05831138, 0.06352344, 0.06472809, 0.06704153, 0.06533763, 0.06691337, 0.06410314, 0.06078338, 0.05481915, 0.04866292, 0.04207499, 0.03578573, 0.02996364, 0.02500044, 0.0206488, 0.01698658, 0.01384042, 0.01126535, 0.00910662, 0.00734211, 0.00587513, 0.00467858, 0.00370555, 0.00291452, 0.00229125, 0.00178929, 0.00138735, 0.00108218, 0.00083703, 0.00065405, 0.00050671, 0.00039709, 0.0003026, 0.00024824, 0.00019452, 0.00016293, 0.00012582, 0.0001088, 0.00008585, 0.00006747, 0.00006347, 0.00004268, 0.00003216, 0.00001965, 0.00001828, 0.0000231, 0.00001296, 0.00000836, 0.00001045, 0.00000911, -0.00000082, 0.00000995, 0.00000287, 0.00000244, -0.0000064, 0.00000198, -0.00000223, -0.00000817, -0.00000104, -0.00000878, -0.00000202, -0.00000055, 0.00000436, -0.00001147, 0.00000271, -0.00000081, -0.00000222, -0.00001055, 0.00000378, 0.00000726, -0.00000453, -0.00000794, 0.00000746, 0.0000156, -0.00000497, -0.00000682, 0.00001321, 0.00002079, 0.00001455, 0.00001257, 0.00002421, 0.00001119, 0.00001434, 0.00000402, 0.00000858, 0.00003172, 0.00000702, 0.00001804, 0.00002728, 0.00002763, 0.00002371, 0.00003542, 0.00003997, 0.00004746, 0.00002359, 0.00002762, 0.00003257, 0.000034, 0.00004996, 0.00002791, 0.00003271, 0.00006019, 0.00003251, 0.00007285, 0.00006505, 0.00007546, 0.00007166, 0.0000771, 0.00006759, 0.00011536, 0.00009531, 0.00006593, 0.00008584, 0.00009608, 0.00006816, 0.00008562, 0.00009026, 0.00008874, 0.00010193, 0.0001131, 0.00011396, 0.00011146, 0.00013758, 0.00009684, 0.00011582, 0.00013101, 0.00012383, 0.00013475, 0.00013174, 0.00014038, 0.00015761, 0.00014966, 0.0001637, 0.00017137, 0.00016921, 0.00018427, 0.00017059, 0.00017232, 0.00019311, 0.00018524, 0.00017969, 0.00018253, 0.00020437, 0.00019226, 0.00021713, 0.00023425, 0.00026144, 0.00023244, 0.00024883, 0.00022678, 0.00024563, 0.00023486, 0.00021711, 0.0002376, 0.00024328, 0.00023225, 0.00021847, 0.00023882, 0.00025378, 0.00028481, 0.00025621, 0.00029287, 0.00028708, 0.00030229, 0.00031149, 0.00031576, 0.00030006, 0.00029689, 0.00030502, 0.00029558, 0.00031365, 0.00031792, 0.00030101, 0.00032898, 0.00033327, 0.00033869, 0.00033794, 0.00033583, 0.0003325, 0.00034686, 0.00034742, 0.00035167, 0.00035337, 0.00040315, 0.00036933, 0.00037606, 0.00036623, 0.00038309, 0.00039874, 0.000386, 0.00039124, 0.00035947, 0.00039613, 0.00039977, 0.00041963, 0.00040663, 0.00041551, 0.00039442, 0.00046007, 0.00044598, 0.00046159, 0.00044648, 0.00043506, 0.00043113, 0.00045058, 0.00046915, 0.00046357, 0.00048672, 0.0004714, 0.00045699, 0.00048112, 0.00047984, 0.00048262, 0.00044686, 0.00047534, 0.00049376, 0.00051769, 0.00048409, 0.00054139, 0.00048357, 0.00051345, 0.0004955, 0.00046518, 0.00053707, 0.00050107, 0.00052924, 0.00058122, 0.00055683, 0.00052952, 0.00054357, 0.00057643, 0.00056735, 0.00061136, 0.00059139, 0.00059832, 0.00058654, 0.00056948, 0.00059818, 0.0005891, 0.00060321, 0.00060747]
CP01CNSM-RID26-07-NUTNRB000 | CP01CNSM-00004 | 4 | 284 | CC_di | [38, 50, 53, 57, 66, 61, 72, 67, 73, 88, 113, 190, 430, 1044, 2285, 4299, 7149, 10348, 13330, 15661, 17315, 18513, 19456, 20395, 21434, 22693, 24135, 25909, 27924, 30205, 32698, 35213, 37659, 39832, 41617, 42822, 43333, 43112, 42183, 40810, 39045, 37142, 35320, 33632, 32231, 31121, 30345, 29859, 29717, 29858, 30299, 31018, 32002, 33191, 34545, 36161, 37845, 39587, 41278, 42872, 44260, 45294, 45953, 46151, 45807, 44967, 43704, 42014, 40058, 37975, 35843, 33817, 31866, 30085, 28469, 27059, 25853, 24777, 23861, 23119, 22509, 22033, 21687, 21474, 21373, 21367, 21463, 21652, 21953, 22272, 22674, 23140, 23609, 24057, 24457, 24805, 24985, 25061, 24973, 24693, 24301, 23645, 22905, 22075, 21138, 20187, 19243, 18349, 17489, 16686, 15964, 15345, 14809, 14340, 13943, 13636, 13381, 13162, 13056, 12959, 12952, 12990, 13079, 13228, 13459, 13712, 14021, 14400, 14808, 15249, 15724, 16250, 16805, 17369, 17925, 18489, 19022, 19549, 19991, 20369, 20718, 20978, 21137, 21202, 21200, 21079, 20866, 20626, 20272, 19857, 19425, 18914, 18395, 17911, 17374, 16827, 16323, 15840, 15361, 14929, 14507, 14113, 13769, 13447, 13137, 12881, 12634, 12379, 12176, 11966, 11744, 11545, 11365, 11172, 11034, 10890, 10781, 10679, 10607, 10571, 10552, 10531, 10531, 10548, 10537, 10537, 10529, 10522, 10514, 10510, 10473, 10463, 10434, 10416, 10411, 10416, 10405, 10388, 10375, 10349, 10323, 10296, 10256, 10205, 10143, 10074, 9972, 9885, 9769, 9637, 9480, 9323, 9149, 8975, 8778, 8569, 8377, 8153, 7947, 7746, 7553, 7380, 7203, 7012, 6821, 6637, 6446, 6271, 6114, 5985, 5864, 5784, 5665, 5605, 5522, 5478, 5429, 5389, 5346, 5284, 5209, 5156, 5089, 5043, 4999, 4965, 4954, 4937, 4904, 4903, 4901, 4907, 4947, 4941, 4867, 4867]
CP01CNSM-RID26-08-SPKIRB000 | CP01CNSM-00004 | 4 | 291 | CC_immersion_factor | [1.368, 1.41, 1.365, 1.354, 1.372, 1.322, 1.347]
CP01CNSM-RID26-08-SPKIRB000 | CP01CNSM-00004 | 4 | 291 | CC_offset | [2147906656.9, 2147646116.3, 2148107155.2, 2147167619.4, 2147214068.6, 2146680840.2, 2147645726]
CP01CNSM-RID26-08-SPKIRB000 | CP01CNSM-00004 | 4 | 291 | CC_scale | [0.000000215374133245, 0.000000207252932625, 0.000000217701216141, 0.000000216954793764, 0.00000019311203265, 0.000000212944039196, 0.000000229193987244]
CP01CNSM-MFD35-01-ADCPTF000 | CP01CNSM-00004 | 4 | N/A | CC_depth |  | Nothing deployed on MFN
CP01CNSM-MFD35-01-ADCPTF000 | CP01CNSM-00004 | 4 | N/A | CC_lat
CP01CNSM-MFD35-01-ADCPTF000 | CP01CNSM-00004 | 4 | N/A | CC_lon
CP01CNSM-MFD35-01-ADCPTF000 | CP01CNSM-00004 | 4 | N/A | CC_scale_factor1
CP01CNSM-MFD35-01-ADCPTF000 | CP01CNSM-00004 | 4 | N/A | CC_scale_factor2
CP01CNSM-MFD35-01-ADCPTF000 | CP01CNSM-00004 | 4 | N/A | CC_scale_factor3
CP01CNSM-MFD35-01-ADCPTF000 | CP01CNSM-00004 | 4 | N/A | CC_scale_factor4
CP01CNSM-MFD35-02-PRESFB000 | CP01CNSM-00004 | 4 | N/A | CC_c1 |  | Nothing deployed on MFN
CP01CNSM-MFD35-02-PRESFB000 | CP01CNSM-00004 | 4 | N/A | CC_c2
CP01CNSM-MFD35-02-PRESFB000 | CP01CNSM-00004 | 4 | N/A | CC_c3
CP01CNSM-MFD35-02-PRESFB000 | CP01CNSM-00004 | 4 | N/A | CC_d1
CP01CNSM-MFD35-02-PRESFB000 | CP01CNSM-00004 | 4 | N/A | CC_d2
CP01CNSM-MFD35-02-PRESFB000 | CP01CNSM-00004 | 4 | N/A | CC_offset_correction_factor | 0 | Constant
CP01CNSM-MFD35-02-PRESFB000 | CP01CNSM-00004 | 4 | N/A | CC_pressure_offset_calibration_coefficient
CP01CNSM-MFD35-02-PRESFB000 | CP01CNSM-00004 | 4 | N/A | CC_slope_correction_factor | 1 | Constant
CP01CNSM-MFD35-02-PRESFB000 | CP01CNSM-00004 | 4 | N/A | CC_t1
CP01CNSM-MFD35-02-PRESFB000 | CP01CNSM-00004 | 4 | N/A | CC_t2
CP01CNSM-MFD35-02-PRESFB000 | CP01CNSM-00004 | 4 | N/A | CC_t3
CP01CNSM-MFD35-02-PRESFB000 | CP01CNSM-00004 | 4 | N/A | CC_t4
CP01CNSM-MFD35-02-PRESFB000 | CP01CNSM-00004 | 4 | N/A | CC_u0
CP01CNSM-MFD35-02-PRESFB000 | CP01CNSM-00004 | 4 | N/A | CC_y1
CP01CNSM-MFD35-02-PRESFB000 | CP01CNSM-00004 | 4 | N/A | CC_y2
CP01CNSM-MFD35-02-PRESFB000 | CP01CNSM-00004 | 4 | N/A | CC_y3
CP01CNSM-MFD35-02-PRESFB000 | CP01CNSM-00004 | 4 | N/A | CC_b
CP01CNSM-MFD35-02-PRESFB000 | CP01CNSM-00004 | 4 | N/A | CC_m
CP01CNSM-MFD35-05-PCO2WB000 | CP01CNSM-00004 | 4 | N/A | CC_cala |  | Nothing deployed on MFN
CP01CNSM-MFD35-05-PCO2WB000 | CP01CNSM-00004 | 4 | N/A | CC_calb
CP01CNSM-MFD35-05-PCO2WB000 | CP01CNSM-00004 | 4 | N/A | CC_calc
CP01CNSM-MFD35-05-PCO2WB000 | CP01CNSM-00004 | 4 | N/A | CC_calt
CP01CNSM-MFD35-05-PCO2WB000 | CP01CNSM-00004 | 4 | N/A | CC_ea434
CP01CNSM-MFD35-05-PCO2WB000 | CP01CNSM-00004 | 4 | N/A | CC_ea620
CP01CNSM-MFD35-05-PCO2WB000 | CP01CNSM-00004 | 4 | N/A | CC_eb434
CP01CNSM-MFD35-05-PCO2WB000 | CP01CNSM-00004 | 4 | N/A | CC_eb620
CP01CNSM-MFD37-07-ZPLSCC000 | CP01CNSM-00004 | 4 | N/A |  |  | Nothing deployed on MFN
CP01CNSM-SBC11-00-PWRSYS000 | CP01CNSM-00004 | 4 | CP01CNSM-00004-PWRSYS |  |  | Fuel Cell Eng. No Calibration Coefficient. The serial number used here is bogus, pending identification of the real serial number.
CP01CNSM-SBC11-00-CPMENG000 | CP01CNSM-00004 | 4 | CP01CNSM-00004-CPM1
CP01CNSM-RIC21-00-CPMENG000 | CP01CNSM-00004 | 4 | CP01CNSM-00004-CPM2
CP01CNSM-MFC31-00-CPMENG000 | CP01CNSM-00004 | 4 | N/A |  |  | Nothing deployed on MFN
CP01CNSM-SBD11-00-DCLENG000 | CP01CNSM-00004 | 4 | CP01CNSM-00004-DCL11 |  |  | The serial number used here is bogus, pending identification of the real serial number.
CP01CNSM-SBD12-00-DCLENG000 | CP01CNSM-00004 | 4 | CP01CNSM-00004-DCL12 |  |  | The serial number used here is bogus, pending identification of the real serial number.
CP01CNSM-RID26-00-DCLENG000 | CP01CNSM-00004 | 4 | CP01CNSM-00004-DCL26 |  |  | The serial number used here is bogus, pending identification of the real serial number.
CP01CNSM-RID27-00-DCLENG000 | CP01CNSM-00004 | 4 | CP01CNSM-00004-DCL27 |  |  | The serial number used here is bogus, pending identification of the real serial number.
CP01CNSM-MFD35-00-DCLENG000 | CP01CNSM-00004 | 4 | N/A |  |  | Nothing deployed on MFN
CP01CNSM-MFD37-00-DCLENG000 | CP01CNSM-00004 | 4 | N/A |  |  | Nothing deployed on MFN

## CC_taarray
-0.1029 | -0.095644 | -0.089025 | -0.083399 | -0.078287 | -0.073839 | -0.068821 | -0.063546 | -0.05939 | -0.055391 | -0.051442 | -0.047251 | -0.042698 | -0.038693 | -0.034681 | -0.031986 | -0.028444 | -0.023667 | -0.021709 | -0.018402 | -0.014573 | -0.010444 | -0.007426 | -0.001891 | 0 | 0.006262 | 0.010327 | 0.01564 | 0.019251 | 0.022128 | 0.028857 | 0.033234 | 0.03853 | 0.040744 | 0.043195 | 0.046321 | 0.047835
-0.092009 | -0.084571 | -0.078708 | -0.073176 | -0.06882 | -0.065095 | -0.060066 | -0.055817 | -0.051809 | -0.048528 | -0.045317 | -0.041269 | -0.03734 | -0.033803 | -0.02989 | -0.027469 | -0.024753 | -0.021351 | -0.019638 | -0.016091 | -0.013588 | -0.009822 | -0.007217 | -0.002662 | 0 | 0.004722 | 0.00848 | 0.012029 | 0.01611 | 0.018486 | 0.023543 | 0.028083 | 0.031225 | 0.033069 | 0.036659 | 0.038639 | 0.039531
-0.079814 | -0.07263 | -0.06721 | -0.062327 | -0.058394 | -0.054876 | -0.05064 | -0.046729 | -0.043458 | -0.040449 | -0.037365 | -0.03408 | -0.030528 | -0.027674 | -0.024399 | -0.022485 | -0.020011 | -0.017218 | -0.015749 | -0.013075 | -0.01029 | -0.007886 | -0.005734 | -0.001554 | 0 | 0.004213 | 0.00771 | 0.011014 | 0.01378 | 0.015795 | 0.020204 | 0.023275 | 0.026236 | 0.027906 | 0.02991 | 0.031775 | 0.032724
-0.067954 | -0.061387 | -0.05633 | -0.052091 | -0.049065 | -0.0455 | -0.042076 | -0.038726 | -0.035715 | -0.033111 | -0.030718 | -0.027796 | -0.024791 | -0.022336 | -0.01954 | -0.018253 | -0.016233 | -0.013834 | -0.012993 | -0.010736 | -0.008808 | -0.006328 | -0.005004 | -0.001796 | 0 | 0.003652 | 0.006129 | 0.00893 | 0.011083 | 0.012652 | 0.016411 | 0.018771 | 0.0213 | 0.022697 | 0.0241 | 0.025488 | 0.026222
-0.061305 | -0.054804 | -0.049899 | -0.045761 | -0.042756 | -0.039956 | -0.036668 | -0.03361 | -0.031054 | -0.028673 | -0.026289 | -0.023951 | -0.021012 | -0.018817 | -0.016817 | -0.015254 | -0.013654 | -0.011394 | -0.010734 | -0.008971 | -0.007057 | -0.005413 | -0.004172 | -0.001337 | 0 | 0.003375 | 0.005923 | 0.008258 | 0.009998 | 0.011 | 0.013909 | 0.01624 | 0.018045 | 0.019386 | 0.02077 | 0.021716 | 0.021964
-0.055215 | -0.048976 | -0.04446 | -0.040698 | -0.037789 | -0.035048 | -0.031845 | -0.029041 | -0.026891 | -0.024819 | -0.022774 | -0.020456 | -0.017987 | -0.016022 | -0.014047 | -0.012912 | -0.011308 | -0.00981 | -0.009313 | -0.007706 | -0.006231 | -0.004811 | -0.003732 | -0.001417 | 0 | 0.002841 | 0.004919 | 0.006695 | 0.008305 | 0.009314 | 0.011772 | 0.013395 | 0.015233 | 0.016121 | 0.017528 | 0.01841 | 0.018524
-0.050608 | -0.044842 | -0.040654 | -0.037024 | -0.034336 | -0.031959 | -0.028945 | -0.026212 | -0.024038 | -0.022138 | -0.020061 | -0.018148 | -0.015782 | -0.01414 | -0.012325 | -0.011376 | -0.00998 | -0.008502 | -0.00811 | -0.006562 | -0.005471 | -0.004285 | -0.003452 | -0.000985 | 0 | 0.002392 | 0.004466 | 0.006215 | 0.007243 | 0.00812 | 0.010402 | 0.011951 | 0.013431 | 0.014388 | 0.015266 | 0.016083 | 0.016165
-0.047326 | -0.041922 | -0.037923 | -0.034696 | -0.032169 | -0.029831 | -0.027087 | -0.024566 | -0.02253 | -0.020575 | -0.018867 | -0.016831 | -0.014547 | -0.013239 | -0.011516 | -0.010382 | -0.009084 | -0.007888 | -0.007554 | -0.006135 | -0.005322 | -0.00413 | -0.00329 | -0.001307 | 0 | 0.002321 | 0.004059 | 0.005647 | 0.006761 | 0.007564 | 0.009253 | 0.010766 | 0.0122 | 0.012934 | 0.013902 | 0.014624 | 0.014739
-0.043757 | -0.038495 | -0.034818 | -0.031764 | -0.02946 | -0.027225 | -0.024555 | -0.022288 | -0.020378 | -0.01886 | -0.017113 | -0.01519 | -0.013356 | -0.011688 | -0.010174 | -0.009101 | -0.008146 | -0.006868 | -0.006548 | -0.005405 | -0.00452 | -0.003698 | -0.002705 | -0.000928 | 0 | 0.002134 | 0.004063 | 0.005277 | 0.006326 | 0.006828 | 0.008569 | 0.009898 | 0.011035 | 0.012139 | 0.012741 | 0.013532 | 0.013438
-0.039752 | -0.034852 | -0.031461 | -0.028674 | -0.026525 | -0.024651 | -0.022257 | -0.020239 | -0.018413 | -0.017008 | -0.015513 | -0.013801 | -0.012032 | -0.010729 | -0.009445 | -0.008394 | -0.007356 | -0.006151 | -0.005908 | -0.005135 | -0.004413 | -0.003696 | -0.002787 | -0.00114 | 0 | 0.00196 | 0.003409 | 0.004803 | 0.005583 | 0.006259 | 0.007867 | 0.008811 | 0.009918 | 0.010763 | 0.011718 | 0.012211 | 0.012238
-0.036819 | -0.03211 | -0.028984 | -0.026414 | -0.024504 | -0.022608 | -0.020433 | -0.018643 | -0.017106 | -0.01576 | -0.014368 | -0.012887 | -0.011321 | -0.010044 | -0.008737 | -0.007761 | -0.006948 | -0.005841 | -0.005486 | -0.004802 | -0.004249 | -0.003494 | -0.002643 | -0.001095 | 0 | 0.001883 | 0.003307 | 0.004521 | 0.005294 | 0.005892 | 0.007291 | 0.008134 | 0.009408 | 0.010257 | 0.010802 | 0.011356 | 0.01142
-0.034413 | -0.029901 | -0.026862 | -0.024412 | -0.022681 | -0.020919 | -0.019016 | -0.017417 | -0.016013 | -0.014715 | -0.013431 | -0.011947 | -0.01052 | -0.009433 | -0.008196 | -0.007224 | -0.006448 | -0.005184 | -0.004971 | -0.004564 | -0.003807 | -0.003238 | -0.002347 | -0.000887 | 0 | 0.001839 | 0.003162 | 0.004366 | 0.005283 | 0.005781 | 0.007046 | 0.008052 | 0.008934 | 0.009781 | 0.010319 | 0.01096 | 0.010889
-0.031092 | -0.026839 | -0.023952 | -0.021811 | -0.020211 | -0.018718 | -0.01703 | -0.015545 | -0.014274 | -0.013148 | -0.012029 | -0.010789 | -0.009517 | -0.008587 | -0.007446 | -0.006626 | -0.005888 | -0.004718 | -0.004623 | -0.004145 | -0.003547 | -0.00294 | -0.0023 | -0.000909 | 0 | 0.001596 | 0.002942 | 0.00395 | 0.004779 | 0.005214 | 0.006352 | 0.007412 | 0.008385 | 0.008965 | 0.009601 | 0.010152 | 0.010203
-0.028393 | -0.024268 | -0.021665 | -0.019664 | -0.018091 | -0.016822 | -0.015348 | -0.013946 | -0.012908 | -0.011937 | -0.010865 | -0.00988 | -0.008727 | -0.007857 | -0.006745 | -0.006069 | -0.005339 | -0.004294 | -0.004226 | -0.003716 | -0.003265 | -0.002821 | -0.002122 | -0.000897 | 0 | 0.0015 | 0.002879 | 0.003829 | 0.004746 | 0.005102 | 0.006198 | 0.007092 | 0.007937 | 0.008626 | 0.009155 | 0.00955 | 0.009666
-0.025759 | -0.02198 | -0.019572 | -0.017711 | -0.016369 | -0.015169 | -0.0138 | -0.012697 | -0.011645 | -0.010753 | -0.009938 | -0.009028 | -0.00798 | -0.007256 | -0.00634 | -0.005603 | -0.004944 | -0.003965 | -0.003905 | -0.003577 | -0.003019 | -0.002572 | -0.001956 | -0.000797 | 0 | 0.001537 | 0.002877 | 0.003719 | 0.004447 | 0.004951 | 0.005978 | 0.006787 | 0.007652 | 0.00827 | 0.008687 | 0.009285 | 0.009228
-0.023243 | -0.019662 | -0.017408 | -0.015729 | -0.014515 | -0.013477 | -0.012304 | -0.011258 | -0.010407 | -0.009558 | -0.008808 | -0.008027 | -0.007176 | -0.006567 | -0.005685 | -0.005067 | -0.004485 | -0.003653 | -0.00358 | -0.003242 | -0.002818 | -0.002417 | -0.001816 | -0.000806 | 0 | 0.001406 | 0.002664 | 0.003594 | 0.004326 | 0.004663 | 0.005589 | 0.006486 | 0.007235 | 0.007989 | 0.008357 | 0.008639 | 0.008781
-0.021659 | -0.018311 | -0.016154 | -0.014542 | -0.013401 | -0.012513 | -0.011385 | -0.01038 | -0.009618 | -0.008926 | -0.008221 | -0.007492 | -0.006796 | -0.006115 | -0.005382 | -0.004827 | -0.0043 | -0.003461 | -0.003464 | -0.003039 | -0.002891 | -0.002343 | -0.001801 | -0.00083 | 0 | 0.001382 | 0.002559 | 0.003379 | 0.004193 | 0.004546 | 0.005478 | 0.006258 | 0.006925 | 0.007571 | 0.00798 | 0.00834 | 0.008413
-0.020065 | -0.016844 | -0.014843 | -0.013305 | -0.012249 | -0.011338 | -0.010323 | -0.009487 | -0.008744 | -0.008145 | -0.007492 | -0.006891 | -0.00621 | -0.00577 | -0.004956 | -0.004465 | -0.003921 | -0.003241 | -0.003182 | -0.002854 | -0.002673 | -0.002155 | -0.00166 | -0.000814 | 0 | 0.00137 | 0.002502 | 0.003354 | 0.003996 | 0.004508 | 0.005299 | 0.006097 | 0.006718 | 0.007422 | 0.007802 | 0.008093 | 0.008168
-0.018826 | -0.015738 | -0.013824 | -0.012447 | -0.011413 | -0.010541 | -0.00962 | -0.008862 | -0.008204 | -0.007653 | -0.007103 | -0.006509 | -0.00592 | -0.005463 | -0.004828 | -0.004272 | -0.003839 | -0.003063 | -0.003046 | -0.002737 | -0.002533 | -0.002171 | -0.001548 | -0.00066 | 0 | 0.00132 | 0.002457 | 0.003271 | 0.004013 | 0.004384 | 0.005305 | 0.005979 | 0.006605 | 0.007149 | 0.007605 | 0.007915 | 0.007896
-0.018134 | -0.015121 | -0.013264 | -0.011906 | -0.010956 | -0.01015 | -0.009252 | -0.008508 | -0.007877 | -0.007322 | -0.00681 | -0.006238 | -0.005685 | -0.005288 | -0.004685 | -0.004163 | -0.003718 | -0.003103 | -0.002988 | -0.002724 | -0.002544 | -0.002102 | -0.001577 | -0.00082 | 0 | 0.001217 | 0.002331 | 0.003128 | 0.003881 | 0.004271 | 0.005078 | 0.005747 | 0.006406 | 0.006948 | 0.007292 | 0.007632 | 0.007678
-0.01721 | -0.014315 | -0.012552 | -0.01124 | -0.010346 | -0.009593 | -0.00878 | -0.00811 | -0.007482 | -0.007009 | -0.006591 | -0.006029 | -0.005551 | -0.00516 | -0.004555 | -0.004067 | -0.003652 | -0.003001 | -0.002919 | -0.002614 | -0.002482 | -0.002085 | -0.001571 | -0.00076 | 0 | 0.001191 | 0.00221 | 0.003026 | 0.003773 | 0.00423 | 0.005039 | 0.005651 | 0.006284 | 0.006784 | 0.007144 | 0.007413 | 0.007476
-0.016492 | -0.013662 | -0.011931 | -0.010704 | -0.009853 | -0.009124 | -0.008346 | -0.007681 | -0.007157 | -0.006687 | -0.006191 | -0.005741 | -0.005268 | -0.00489 | -0.004372 | -0.003859 | -0.003551 | -0.002891 | -0.002831 | -0.002536 | -0.002356 | -0.002034 | -0.001507 | -0.000776 | 0 | 0.001205 | 0.002255 | 0.003031 | 0.003762 | 0.004182 | 0.004933 | 0.005537 | 0.006174 | 0.006738 | 0.006966 | 0.00733 | 0.007288
-0.015686 | -0.012962 | -0.01129 | -0.010116 | -0.009343 | -0.008636 | -0.007901 | -0.007297 | -0.006761 | -0.006329 | -0.005925 | -0.005496 | -0.005076 | -0.004724 | -0.004183 | -0.003795 | -0.003388 | -0.002818 | -0.002709 | -0.002482 | -0.002383 | -0.001983 | -0.001494 | -0.000744 | 0 | 0.001148 | 0.002156 | 0.002946 | 0.003671 | 0.004117 | 0.00484 | 0.005481 | 0.006026 | 0.006509 | 0.00683 | 0.007124 | 0.007142
-0.015132 | -0.012492 | -0.010906 | -0.009781 | -0.008979 | -0.008358 | -0.007655 | -0.007071 | -0.006599 | -0.006217 | -0.005835 | -0.005424 | -0.005052 | -0.004705 | -0.004208 | -0.003827 | -0.003422 | -0.002822 | -0.002792 | -0.002498 | -0.002358 | -0.001972 | -0.001539 | -0.000814 | 0 | 0.001064 | 0.002057 | 0.002857 | 0.003609 | 0.004128 | 0.004821 | 0.005433 | 0.005965 | 0.006373 | 0.006762 | 0.006949 | 0.006994
-0.014701 | -0.012108 | -0.010525 | -0.009432 | -0.008647 | -0.008041 | -0.007407 | -0.006831 | -0.006373 | -0.005966 | -0.005608 | -0.005205 | -0.004888 | -0.004567 | -0.004065 | -0.003655 | -0.003291 | -0.002795 | -0.002645 | -0.002446 | -0.002231 | -0.001869 | -0.001385 | -0.000694 | 0 | 0.001068 | 0.002037 | 0.002893 | 0.003549 | 0.004065 | 0.004842 | 0.005409 | 0.005996 | 0.006299 | 0.006625 | 0.006863 | 0.006911
-0.014077 | -0.011576 | -0.010075 | -0.009011 | -0.008309 | -0.007718 | -0.00708 | -0.00656 | -0.006153 | -0.005816 | -0.005473 | -0.005099 | -0.004715 | -0.004428 | -0.00399 | -0.003659 | -0.003238 | -0.002782 | -0.002654 | -0.00242 | -0.002198 | -0.001877 | -0.001382 | -0.000721 | 0 | 0.001018 | 0.002003 | 0.002813 | 0.00353 | 0.004076 | 0.004768 | 0.005339 | 0.00586 | 0.006261 | 0.006477 | 0.006739 | 0.0068
-0.013456 | -0.011057 | -0.009598 | -0.008591 | -0.007942 | -0.007394 | -0.006812 | -0.006307 | -0.005881 | -0.005561 | -0.005211 | -0.004922 | -0.004587 | -0.004307 | -0.003867 | -0.003547 | -0.003168 | -0.00271 | -0.002546 | -0.002325 | -0.002127 | -0.00177 | -0.001338 | -0.000653 | 0 | 0.001054 | 0.002002 | 0.002823 | 0.003573 | 0.004121 | 0.004782 | 0.005406 | 0.005892 | 0.006239 | 0.006521 | 0.006731 | 0.006776
-0.01311 | -0.010732 | -0.009323 | -0.008336 | -0.007695 | -0.007201 | -0.006628 | -0.006166 | -0.005763 | -0.005449 | -0.005128 | -0.004811 | -0.00452 | -0.004236 | -0.003836 | -0.0035 | -0.003168 | -0.00272 | -0.002593 | -0.002273 | -0.002087 | -0.001738 | -0.001334 | -0.00067 | 0 | 0.001086 | 0.002017 | 0.002791 | 0.003595 | 0.004096 | 0.00481 | 0.005342 | 0.005825 | 0.00622 | 0.006421 | 0.0066 | 0.006711
-0.012842 | -0.010549 | -0.009155 | -0.008203 | -0.007565 | -0.007053 | -0.006508 | -0.006052 | -0.005665 | -0.005388 | -0.005096 | -0.004803 | -0.004489 | -0.004198 | -0.003845 | -0.003489 | -0.00313 | -0.002796 | -0.002592 | -0.002337 | -0.002114 | -0.001759 | -0.001356 | -0.000662 | 0 | 0.00105 | 0.001967 | 0.002779 | 0.003524 | 0.004084 | 0.00484 | 0.005356 | 0.005808 | 0.006199 | 0.006377 | 0.006609 | 0.006651
-0.012413 | -0.010175 | -0.008863 | -0.007952 | -0.007356 | -0.006868 | -0.006345 | -0.005902 | -0.005524 | -0.005261 | -0.004985 | -0.00474 | -0.004421 | -0.004188 | -0.003803 | -0.003465 | -0.003153 | -0.002781 | -0.002615 | -0.002279 | -0.002065 | -0.001705 | -0.001292 | -0.000638 | 0 | 0.001083 | 0.001985 | 0.002755 | 0.003564 | 0.00414 | 0.004839 | 0.005384 | 0.005805 | 0.006185 | 0.006346 | 0.006576 | 0.006612
-0.012324 | -0.010087 | -0.008784 | -0.007869 | -0.007304 | -0.006796 | -0.006297 | -0.005841 | -0.005462 | -0.005184 | -0.004934 | -0.004674 | -0.004391 | -0.004147 | -0.003794 | -0.00345 | -0.003143 | -0.002818 | -0.002604 | -0.002305 | -0.002075 | -0.001701 | -0.001308 | -0.000648 | 0 | 0.001023 | 0.001927 | 0.002699 | 0.003499 | 0.004139 | 0.004803 | 0.005288 | 0.005729 | 0.006099 | 0.006284 | 0.006443 | 0.006516
-0.012546 | -0.010313 | -0.009014 | -0.008083 | -0.007515 | -0.006988 | -0.006489 | -0.006015 | -0.005651 | -0.005374 | -0.005113 | -0.004797 | -0.00451 | -0.004254 | -0.003862 | -0.003532 | -0.003199 | -0.002816 | -0.002624 | -0.002272 | -0.002078 | -0.001701 | -0.001272 | -0.000621 | 0 | 0.001021 | 0.001912 | 0.002685 | 0.003504 | 0.004084 | 0.004802 | 0.0053 | 0.005772 | 0.006065 | 0.006207 | 0.006388 | 0.006459
-0.012839 | -0.010577 | -0.009257 | -0.008316 | -0.007716 | -0.007185 | -0.006659 | -0.00616 | -0.005758 | -0.005477 | -0.005187 | -0.004891 | -0.00459 | -0.004301 | -0.003947 | -0.00361 | -0.00325 | -0.002871 | -0.002642 | -0.002328 | -0.002057 | -0.001652 | -0.001237 | -0.000659 | 0 | 0.000999 | 0.001877 | 0.002685 | 0.003496 | 0.004107 | 0.004761 | 0.005293 | 0.005693 | 0.005929 | 0.006163 | 0.006296 | 0.006336
-0.012834 | -0.010576 | -0.00925 | -0.008319 | -0.007709 | -0.007203 | -0.00661 | -0.006147 | -0.005757 | -0.005447 | -0.00518 | -0.004876 | -0.004535 | -0.004303 | -0.003932 | -0.003572 | -0.00321 | -0.002884 | -0.002627 | -0.002289 | -0.001998 | -0.00167 | -0.001259 | -0.000634 | 0 | 0.00098 | 0.001821 | 0.002631 | 0.003417 | 0.004028 | 0.004701 | 0.005197 | 0.005591 | 0.005868 | 0.006012 | 0.006152 | 0.006194
-0.012711 | -0.010472 | -0.009131 | -0.008197 | -0.007595 | -0.007103 | -0.006544 | -0.006027 | -0.005661 | -0.005355 | -0.005086 | -0.004795 | -0.004485 | -0.004207 | -0.003861 | -0.003536 | -0.003179 | -0.002814 | -0.002597 | -0.002234 | -0.001955 | -0.001609 | -0.00121 | -0.000621 | 0 | 0.000954 | 0.0018 | 0.002589 | 0.003329 | 0.003943 | 0.004583 | 0.005052 | 0.005429 | 0.005702 | 0.005867 | 0.005982 | 0.006024
-0.012653 | -0.010412 | -0.009091 | -0.008162 | -0.007557 | -0.007037 | -0.006472 | -0.005986 | -0.005588 | -0.005269 | -0.00502 | -0.004717 | -0.004404 | -0.004108 | -0.003771 | -0.003454 | -0.00313 | -0.002786 | -0.002526 | -0.002196 | -0.001905 | -0.00158 | -0.001203 | -0.000606 | 0 | 0.000887 | 0.001705 | 0.002452 | 0.003187 | 0.003797 | 0.004398 | 0.004875 | 0.005251 | 0.005527 | 0.005645 | 0.005775 | 0.005794
-0.012411 | -0.01014 | -0.008802 | -0.007862 | -0.007264 | -0.006742 | -0.006181 | -0.005691 | -0.005316 | -0.00502 | -0.004758 | -0.004483 | -0.004171 | -0.003937 | -0.003578 | -0.003287 | -0.002985 | -0.002641 | -0.002395 | -0.002092 | -0.001796 | -0.001478 | -0.001128 | -0.000559 | 0 | 0.000874 | 0.001674 | 0.002381 | 0.003076 | 0.003661 | 0.004227 | 0.004687 | 0.005035 | 0.005281 | 0.005417 | 0.005567 | 0.005575
-0.012129 | -0.009934 | -0.008639 | -0.007718 | -0.007141 | -0.006637 | -0.006074 | -0.00559 | -0.005208 | -0.004883 | -0.004643 | -0.004347 | -0.004045 | -0.003809 | -0.003462 | -0.003172 | -0.002848 | -0.002554 | -0.002314 | -0.002018 | -0.001712 | -0.001428 | -0.001081 | -0.000521 | 0 | 0.000874 | 0.001645 | 0.002328 | 0.003002 | 0.003517 | 0.004064 | 0.004493 | 0.004828 | 0.005068 | 0.005204 | 0.005338 | 0.005362
-0.011508 | -0.009318 | -0.008041 | -0.007141 | -0.006572 | -0.006087 | -0.005552 | -0.00512 | -0.004739 | -0.004485 | -0.004224 | -0.004001 | -0.003739 | -0.003524 | -0.003237 | -0.002928 | -0.002668 | -0.002332 | -0.00218 | -0.00188 | -0.001613 | -0.001353 | -0.001038 | -0.000509 | 0 | 0.000808 | 0.001541 | 0.002204 | 0.002839 | 0.003302 | 0.00382 | 0.004211 | 0.004536 | 0.004784 | 0.004935 | 0.005043 | 0.005072
-0.011007 | -0.00894 | -0.007704 | -0.006837 | -0.006289 | -0.005796 | -0.00527 | -0.00482 | -0.004458 | -0.004194 | -0.003955 | -0.003721 | -0.003462 | -0.003267 | -0.002956 | -0.00268 | -0.002468 | -0.002181 | -0.002029 | -0.001725 | -0.001496 | -0.001242 | -0.000975 | -0.000479 | 0 | 0.000838 | 0.001503 | 0.002113 | 0.00265 | 0.00308 | 0.003577 | 0.00398 | 0.004278 | 0.004532 | 0.004673 | 0.004817 | 0.004835
-0.010261 | -0.008213 | -0.007033 | -0.006228 | -0.005727 | -0.005261 | -0.00479 | -0.004367 | -0.004044 | -0.00383 | -0.003613 | -0.003448 | -0.003232 | -0.003063 | -0.002826 | -0.00256 | -0.002326 | -0.002076 | -0.001936 | -0.001672 | -0.001474 | -0.001214 | -0.00093 | -0.000438 | 0 | 0.00077 | 0.001455 | 0.002032 | 0.002505 | 0.002879 | 0.003324 | 0.0037 | 0.004043 | 0.004292 | 0.004432 | 0.004577 | 0.004591
-0.009633 | -0.00766 | -0.006531 | -0.005741 | -0.005237 | -0.004812 | -0.004333 | -0.003905 | -0.003596 | -0.003383 | -0.003194 | -0.003026 | -0.002852 | -0.002718 | -0.002485 | -0.002267 | -0.002069 | -0.001849 | -0.001746 | -0.001517 | -0.001346 | -0.00115 | -0.000908 | -0.000451 | 0 | 0.000751 | 0.001379 | 0.00188 | 0.00232 | 0.002661 | 0.003037 | 0.003395 | 0.003708 | 0.003983 | 0.004137 | 0.004244 | 0.004288
-0.006272 | -0.004556 | -0.0036 | -0.00295 | -0.002562 | -0.002208 | -0.001845 | -0.001533 | -0.001289 | -0.001106 | -0.000946 | -0.000818 | -0.000666 | -0.000641 | -0.000535 | -0.000521 | -0.00055 | -0.000501 | -0.000712 | -0.000793 | -0.000848 | -0.000869 | -0.000714 | -0.000381 | 0 | 0.000574 | 0.000983 | 0.001212 | 0.001421 | 0.001567 | 0.001921 | 0.002267 | 0.002642 | 0.002977 | 0.003221 | 0.003426 | 0.003462
-0.006131 | -0.004446 | -0.003444 | -0.002749 | -0.002323 | -0.001968 | -0.001607 | -0.00129 | -0.001041 | -0.000828 | -0.000655 | -0.000512 | -0.000398 | -0.000403 | -0.000337 | -0.000296 | -0.000378 | -0.000325 | -0.000554 | -0.000708 | -0.000773 | -0.000802 | -0.000685 | -0.00034 | 0 | 0.000551 | 0.000835 | 0.001017 | 0.001139 | 0.00121 | 0.001469 | 0.00178 | 0.002171 | 0.002485 | 0.00274 | 0.002933 | 0.002954
-0.006078 | -0.004408 | -0.003453 | -0.002801 | -0.002335 | -0.001888 | -0.001481 | -0.001169 | -0.00089 | -0.000709 | -0.000518 | -0.000346 | -0.000224 | -0.000202 | -0.000141 | -0.000159 | -0.000227 | -0.000203 | -0.000453 | -0.000615 | -0.000748 | -0.000768 | -0.000648 | -0.000331 | 0 | 0.00052 | 0.000795 | 0.000859 | 0.000889 | 0.000915 | 0.001105 | 0.001398 | 0.001747 | 0.00213 | 0.002386 | 0.002534 | 0.002556
-0.006036 | -0.004384 | -0.003397 | -0.002733 | -0.002257 | -0.001809 | -0.001408 | -0.001066 | -0.000793 | -0.000548 | -0.000354 | -0.000194 | -6.2e-05 | -8.1e-05 | -1.1e-05 | -4.6e-05 | -0.000133 | -0.000111 | -0.000393 | -0.000548 | -0.000678 | -0.000691 | -0.000609 | -0.000333 | 0 | 0.000481 | 0.00069 | 0.000723 | 0.000678 | 0.000638 | 0.000818 | 0.00106 | 0.001421 | 0.001761 | 0.001993 | 0.002158 | 0.00219
-0.006052 | -0.004342 | -0.0033 | -0.002545 | -0.002077 | -0.00166 | -0.001251 | -0.000885 | -0.000591 | -0.000368 | -0.000177 | 1.1e-05 | 0.000118 | 9.4e-05 | 0.000132 | 9.7e-05 | 1.3e-05 | 1.5e-05 | -0.000251 | -0.000441 | -0.000572 | -0.000616 | -0.00058 | -0.000283 | 0 | 0.0005 | 0.000697 | 0.000669 | 0.000581 | 0.000494 | 0.000667 | 0.000904 | 0.001238 | 0.001552 | 0.001762 | 0.001936 | 0.001949
-0.006188 | -0.004377 | -0.003323 | -0.002615 | -0.002152 | -0.001753 | -0.001315 | -0.000975 | -0.000681 | -0.00044 | -0.000216 | -1.8e-05 | 0.00011 | 8e-05 | 0.000119 | 8e-05 | -2.5e-05 | -2.4e-05 | -0.000284 | -0.000467 | -0.000609 | -0.000671 | -0.000578 | -0.000289 | 0 | 0.000452 | 0.000609 | 0.000539 | 0.000432 | 0.000337 | 0.000487 | 0.000708 | 0.001016 | 0.001343 | 0.001513 | 0.001727 | 0.001706
-0.006067 | -0.004286 | -0.003237 | -0.002498 | -0.002028 | -0.001614 | -0.00119 | -0.000837 | -0.000554 | -0.000311 | -0.000124 | 5.8e-05 | 0.000176 | 0.000109 | 0.000125 | 5.3e-05 | -1.6e-05 | -2.6e-05 | -0.00029 | -0.000471 | -0.000643 | -0.000685 | -0.00059 | -0.000296 | 0 | 0.000464 | 0.0006 | 0.000534 | 0.000395 | 0.000293 | 0.000445 | 0.000678 | 0.000961 | 0.001272 | 0.001466 | 0.001623 | 0.001601
-0.006257 | -0.00443 | -0.003374 | -0.002627 | -0.002155 | -0.001753 | -0.001322 | -0.000959 | -0.000684 | -0.000428 | -0.000227 | -5.7e-05 | 5.1e-05 | 3.5e-05 | 2.7e-05 | 1.1e-05 | -9.9e-05 | -9.1e-05 | -0.000324 | -0.000471 | -0.00065 | -0.000701 | -0.000582 | -0.000302 | 0 | 0.000432 | 0.000556 | 0.000481 | 0.000371 | 0.000287 | 0.000421 | 0.000633 | 0.000925 | 0.001219 | 0.00142 | 0.00157 | 0.001523
-0.006362 | -0.004526 | -0.003432 | -0.002696 | -0.002188 | -0.001771 | -0.001326 | -0.000939 | -0.000639 | -0.000408 | -0.000156 | 3.2e-05 | 0.000133 | 9.8e-05 | 8.2e-05 | 6.1e-05 | -2.5e-05 | -1.3e-05 | -0.000245 | -0.000424 | -0.000598 | -0.000626 | -0.00056 | -0.000282 | 0 | 0.000412 | 0.000559 | 0.00048 | 0.000388 | 0.000254 | 0.000389 | 0.000575 | 0.000905 | 0.001155 | 0.001342 | 0.001458 | 0.001458
-0.006139 | -0.004286 | -0.003211 | -0.00247 | -0.001994 | -0.001609 | -0.001172 | -0.000823 | -0.000549 | -0.000333 | -0.000159 | 3.8e-05 | 0.000102 | 6e-05 | 1.7e-05 | -1.3e-05 | -8.6e-05 | -5.3e-05 | -0.000287 | -0.000441 | -0.000633 | -0.000664 | -0.000558 | -0.000253 | 0 | 0.000427 | 0.000579 | 0.00052 | 0.000447 | 0.000367 | 0.000502 | 0.000711 | 0.000999 | 0.001248 | 0.001445 | 0.001581 | 0.001526
-0.006317 | -0.004502 | -0.003464 | -0.002742 | -0.002251 | -0.001868 | -0.001423 | -0.00106 | -0.000771 | -0.000523 | -0.000327 | -0.000141 | -7.5e-05 | -0.000107 | -0.00012 | -0.000142 | -0.000203 | -0.000158 | -0.000369 | -0.000477 | -0.000663 | -0.000699 | -0.00055 | -0.000283 | 0 | 0.000457 | 0.000599 | 0.000573 | 0.000515 | 0.000438 | 0.00059 | 0.000796 | 0.001109 | 0.001347 | 0.00153 | 0.00165 | 0.001604
-0.006238 | -0.004386 | -0.003323 | -0.002603 | -0.00211 | -0.001707 | -0.00129 | -0.00096 | -0.00065 | -0.000445 | -0.000261 | -9.9e-05 | -2.9e-05 | -9.5e-05 | -0.000101 | -0.000132 | -0.000232 | -0.000154 | -0.000373 | -0.000495 | -0.000634 | -0.000663 | -0.000572 | -0.00029 | 0 | 0.000419 | 0.000586 | 0.000591 | 0.000563 | 0.00047 | 0.000644 | 0.000839 | 0.00114 | 0.001391 | 0.001528 | 0.00167 | 0.001656
-0.006231 | -0.004443 | -0.003405 | -0.002671 | -0.00222 | -0.001826 | -0.001414 | -0.001074 | -0.000796 | -0.000603 | -0.000405 | -0.000245 | -0.000178 | -0.000223 | -0.00023 | -0.000252 | -0.000301 | -0.000224 | -0.000434 | -0.000528 | -0.000644 | -0.000639 | -0.000587 | -0.000291 | 0 | 0.000459 | 0.000675 | 0.000659 | 0.00066 | 0.000636 | 0.000806 | 0.001011 | 0.0013 | 0.001549 | 0.001692 | 0.00176 | 0.001787
-0.006338 | -0.004512 | -0.00344 | -0.00272 | -0.00224 | -0.001851 | -0.001419 | -0.001089 | -0.000802 | -0.000613 | -0.000427 | -0.000251 | -0.000185 | -0.000268 | -0.000234 | -0.000284 | -0.000328 | -0.000219 | -0.00044 | -0.000559 | -0.000645 | -0.00066 | -0.00055 | -0.000279 | 0 | 0.000456 | 0.000657 | 0.00066 | 0.000707 | 0.000683 | 0.000874 | 0.001058 | 0.001333 | 0.001608 | 0.00172 | 0.001821 | 0.00184
-0.006297 | -0.004521 | -0.003479 | -0.002783 | -0.00231 | -0.001961 | -0.001555 | -0.00122 | -0.000941 | -0.000754 | -0.000571 | -0.000401 | -0.000341 | -0.000387 | -0.000367 | -0.000394 | -0.000369 | -0.000313 | -0.000495 | -0.000589 | -0.000677 | -0.000676 | -0.000549 | -0.000294 | 0 | 0.000444 | 0.00065 | 0.00072 | 0.000807 | 0.000794 | 0.000999 | 0.001215 | 0.00146 | 0.001723 | 0.00185 | 0.001968 | 0.001952
-0.006168 | -0.004411 | -0.003388 | -0.002676 | -0.002235 | -0.001863 | -0.001479 | -0.001176 | -0.00091 | -0.000727 | -0.000574 | -0.000433 | -0.00035 | -0.000372 | -0.000364 | -0.000397 | -0.000388 | -0.00033 | -0.000499 | -0.000531 | -0.00063 | -0.000638 | -0.000524 | -0.000256 | 0 | 0.000513 | 0.000725 | 0.000822 | 0.000937 | 0.000961 | 0.001185 | 0.00141 | 0.001673 | 0.001874 | 0.002031 | 0.002112 | 0.002119
-0.006382 | -0.004632 | -0.003597 | -0.002893 | -0.002465 | -0.002096 | -0.001694 | -0.001377 | -0.001119 | -0.000942 | -0.000769 | -0.000616 | -0.000534 | -0.000554 | -0.00052 | -0.000529 | -0.000526 | -0.000405 | -0.000568 | -0.000575 | -0.000677 | -0.000654 | -0.000555 | -0.000267 | 0 | 0.000474 | 0.000708 | 0.00086 | 0.000937 | 0.000987 | 0.001234 | 0.001495 | 0.001742 | 0.001941 | 0.002055 | 0.002162 | 0.002186
-0.006499 | -0.004778 | -0.00378 | -0.003081 | -0.002635 | -0.002297 | -0.00192 | -0.001577 | -0.001352 | -0.001172 | -0.000998 | -0.000841 | -0.000745 | -0.000756 | -0.000686 | -0.000698 | -0.000634 | -0.000535 | -0.000682 | -0.000658 | -0.00074 | -0.000658 | -0.000556 | -0.000267 | 0 | 0.000467 | 0.000747 | 0.000971 | 0.001077 | 0.001144 | 0.00139 | 0.001612 | 0.001887 | 0.002092 | 0.002201 | 0.002324 | 0.002313
-0.006568 | -0.004827 | -0.003812 | -0.003123 | -0.002688 | -0.002341 | -0.001974 | -0.001642 | -0.001398 | -0.001214 | -0.001027 | -0.000893 | -0.000788 | -0.000784 | -0.000737 | -0.000712 | -0.000666 | -0.00057 | -0.000658 | -0.000663 | -0.000719 | -0.000668 | -0.000589 | -0.000271 | 0 | 0.000518 | 0.000801 | 0.000968 | 0.001149 | 0.001218 | 0.001537 | 0.001764 | 0.001979 | 0.002214 | 0.002275 | 0.002379 | 0.002426
-0.00657 | -0.004855 | -0.003874 | -0.003182 | -0.002745 | -0.002421 | -0.002039 | -0.00173 | -0.001459 | -0.001334 | -0.001143 | -0.001025 | -0.000892 | -0.000869 | -0.000816 | -0.000794 | -0.000718 | -0.000587 | -0.000696 | -0.000645 | -0.000741 | -0.000683 | -0.000554 | -0.000212 | 0 | 0.000528 | 0.000842 | 0.001076 | 0.001257 | 0.001373 | 0.001637 | 0.001878 | 0.002164 | 0.002316 | 0.002404 | 0.00253 | 0.002539
-0.006459 | -0.004816 | -0.003846 | -0.003192 | -0.002768 | -0.002462 | -0.002134 | -0.001824 | -0.001604 | -0.001429 | -0.001286 | -0.001134 | -0.001041 | -0.001003 | -0.00094 | -0.000885 | -0.000819 | -0.00072 | -0.000784 | -0.000747 | -0.000776 | -0.000687 | -0.000632 | -0.000284 | 0 | 0.000498 | 0.000841 | 0.001102 | 0.001275 | 0.001429 | 0.001738 | 0.001917 | 0.002192 | 0.002387 | 0.002439 | 0.002569 | 0.002597
-0.006439 | -0.004791 | -0.003848 | -0.003172 | -0.002772 | -0.002466 | -0.002124 | -0.00183 | -0.001599 | -0.001423 | -0.001313 | -0.001153 | -0.001044 | -0.001019 | -0.00093 | -0.000933 | -0.000848 | -0.00068 | -0.000764 | -0.000684 | -0.000748 | -0.000696 | -0.000574 | -0.000228 | 0 | 0.00054 | 0.000901 | 0.001189 | 0.001436 | 0.001501 | 0.001875 | 0.002106 | 0.002343 | 0.002513 | 0.002579 | 0.002769 | 0.002775
-0.006715 | -0.005071 | -0.004118 | -0.003501 | -0.003072 | -0.00278 | -0.002397 | -0.002112 | -0.001878 | -0.001728 | -0.001562 | -0.00141 | -0.00127 | -0.001206 | -0.001126 | -0.001047 | -0.000937 | -0.000803 | -0.000828 | -0.00078 | -0.000765 | -0.000715 | -0.000591 | -0.000201 | 0 | 0.000577 | 0.000949 | 0.001247 | 0.001504 | 0.001691 | 0.002041 | 0.002251 | 0.002559 | 0.002693 | 0.002773 | 0.002845 | 0.002921
-0.006767 | -0.00511 | -0.004155 | -0.003533 | -0.003112 | -0.002806 | -0.002464 | -0.002195 | -0.001975 | -0.001776 | -0.001665 | -0.00149 | -0.00133 | -0.001278 | -0.001161 | -0.001169 | -0.000997 | -0.000867 | -0.000905 | -0.000838 | -0.000787 | -0.000755 | -0.000643 | -0.000299 | 0 | 0.000524 | 0.00091 | 0.001277 | 0.001575 | 0.001737 | 0.002113 | 0.002377 | 0.002659 | 0.002781 | 0.00282 | 0.002977 | 0.00302
-0.00688 | -0.005218 | -0.004281 | -0.003651 | -0.003223 | -0.002933 | -0.002567 | -0.002291 | -0.002056 | -0.001865 | -0.001715 | -0.001576 | -0.001387 | -0.001359 | -0.001271 | -0.001224 | -0.001135 | -0.000883 | -0.000979 | -0.000865 | -0.000796 | -0.00071 | -0.000649 | -0.000213 | 0 | 0.000586 | 0.000988 | 0.001368 | 0.001692 | 0.001927 | 0.002297 | 0.00255 | 0.002831 | 0.002937 | 0.003013 | 0.003148 | 0.0032
-0.006696 | -0.005081 | -0.004125 | -0.003535 | -0.003094 | -0.002848 | -0.002479 | -0.002216 | -0.001972 | -0.001811 | -0.001649 | -0.001518 | -0.001396 | -0.001347 | -0.001229 | -0.001201 | -0.001144 | -0.000941 | -0.001001 | -0.000887 | -0.000817 | -0.000704 | -0.000609 | -0.000238 | 0 | 0.000556 | 0.00099 | 0.001406 | 0.001746 | 0.002011 | 0.002432 | 0.002694 | 0.002906 | 0.003063 | 0.003071 | 0.003213 | 0.003324
-0.006723 | -0.005097 | -0.004158 | -0.003529 | -0.003097 | -0.002859 | -0.002486 | -0.002219 | -0.002012 | -0.001852 | -0.001695 | -0.001571 | -0.001385 | -0.001337 | -0.001277 | -0.001236 | -0.001124 | -0.000932 | -0.001016 | -0.000872 | -0.000763 | -0.000666 | -0.000606 | -0.000211 | 0 | 0.000565 | 0.001012 | 0.001466 | 0.001822 | 0.002056 | 0.002494 | 0.002789 | 0.002987 | 0.003189 | 0.003187 | 0.003349 | 0.003357
-0.006375 | -0.00481 | -0.003899 | -0.003308 | -0.002894 | -0.002637 | -0.002306 | -0.002073 | -0.001884 | -0.001733 | -0.001609 | -0.001528 | -0.001383 | -0.001392 | -0.001295 | -0.00131 | -0.001121 | -0.001007 | -0.001043 | -0.000891 | -0.000801 | -0.000713 | -0.000623 | -0.000189 | 0 | 0.000611 | 0.001043 | 0.001469 | 0.001845 | 0.002115 | 0.00259 | 0.002782 | 0.003056 | 0.003237 | 0.003268 | 0.003336 | 0.003438
-0.006625 | -0.004987 | -0.004081 | -0.00348 | -0.003099 | -0.002735 | -0.002479 | -0.002218 | -0.002002 | -0.00191 | -0.00174 | -0.00161 | -0.001537 | -0.001478 | -0.001382 | -0.001386 | -0.001196 | -0.001078 | -0.001151 | -0.000963 | -0.000811 | -0.000741 | -0.000614 | -0.000139 | 0 | 0.000576 | 0.00107 | 0.001518 | 0.001891 | 0.002157 | 0.002653 | 0.002862 | 0.003168 | 0.003209 | 0.003265 | 0.003409 | 0.003448
-0.006122 | -0.004551 | -0.003704 | -0.003109 | -0.002722 | -0.002481 | -0.002204 | -0.002019 | -0.001829 | -0.001711 | -0.001626 | -0.001539 | -0.001437 | -0.001381 | -0.001371 | -0.001354 | -0.001209 | -0.001021 | -0.001085 | -0.000829 | -0.000765 | -0.000691 | -0.000551 | -0.000165 | 0 | 0.000586 | 0.001048 | 0.0015 | 0.001872 | 0.002106 | 0.002617 | 0.00289 | 0.003164 | 0.003219 | 0.003273 | 0.003421 | 0.003444
-0.005983 | -0.004436 | -0.003599 | -0.003023 | -0.002622 | -0.002379 | -0.002101 | -0.001877 | -0.001742 | -0.00167 | -0.00155 | -0.001469 | -0.001372 | -0.001376 | -0.001296 | -0.001269 | -0.001146 | -0.000985 | -0.001071 | -0.000871 | -0.000743 | -0.000634 | -0.00053 | -0.000126 | 0 | 0.000669 | 0.001125 | 0.00152 | 0.00195 | 0.002195 | 0.00266 | 0.002926 | 0.003104 | 0.003208 | 0.003293 | 0.003444 | 0.003489
-0.006009 | -0.004449 | -0.003609 | -0.003031 | -0.002658 | -0.002417 | -0.002175 | -0.001909 | -0.001771 | -0.001708 | -0.001599 | -0.001546 | -0.001443 | -0.001424 | -0.001355 | -0.00135 | -0.001317 | -0.001022 | -0.001155 | -0.000891 | -0.000834 | -0.000733 | -0.00058 | -0.00021 | 0 | 0.000524 | 0.000961 | 0.00136 | 0.001848 | 0.002088 | 0.002553 | 0.002747 | 0.003026 | 0.003114 | 0.003059 | 0.003335 | 0.003314
-0.005557 | -0.004078 | -0.003282 | -0.002763 | -0.002369 | -0.002155 | -0.001929 | -0.001725 | -0.001576 | -0.001531 | -0.001449 | -0.001403 | -0.001272 | -0.001275 | -0.001206 | -0.001277 | -0.001151 | -0.000957 | -0.00102 | -0.000886 | -0.00075 | -0.000717 | -0.000558 | -0.000114 | 0 | 0.000537 | 0.001076 | 0.001408 | 0.001824 | 0.002076 | 0.002536 | 0.002794 | 0.002979 | 0.003091 | 0.003165 | 0.003323 | 0.003311
-0.00571 | -0.004255 | -0.003419 | -0.002889 | -0.002496 | -0.002254 | -0.001981 | -0.001806 | -0.001656 | -0.001526 | -0.001461 | -0.001422 | -0.001313 | -0.001329 | -0.001189 | -0.001185 | -0.00109 | -0.000891 | -0.001012 | -0.000882 | -0.000776 | -0.000713 | -0.000528 | -0.000123 | 0 | 0.00058 | 0.001111 | 0.001422 | 0.001907 | 0.002043 | 0.002667 | 0.002787 | 0.002986 | 0.003044 | 0.003128 | 0.003277 | 0.003276
-0.005706 | -0.004257 | -0.003416 | -0.002874 | -0.002471 | -0.002259 | -0.001977 | -0.001826 | -0.001677 | -0.001598 | -0.001466 | -0.001448 | -0.001317 | -0.001305 | -0.001252 | -0.001232 | -0.001217 | -0.000844 | -0.001052 | -0.000938 | -0.00084 | -0.000747 | -0.000618 | -0.000218 | 0 | 0.000501 | 0.000935 | 0.001293 | 0.001773 | 0.001949 | 0.00243 | 0.00263 | 0.002791 | 0.002914 | 0.00299 | 0.003057 | 0.003122
-0.005523 | -0.004121 | -0.003358 | -0.002846 | -0.002426 | -0.002249 | -0.001995 | -0.001874 | -0.001699 | -0.001605 | -0.001541 | -0.001427 | -0.001318 | -0.001338 | -0.001198 | -0.001201 | -0.001208 | -0.000895 | -0.00104 | -0.001003 | -0.000806 | -0.000789 | -0.000665 | -0.000241 | 0 | 0.000456 | 0.000967 | 0.001294 | 0.001702 | 0.001797 | 0.002306 | 0.002523 | 0.002709 | 0.002792 | 0.002761 | 0.003005 | 0.002993
-0.005401 | -0.004011 | -0.003179 | -0.002703 | -0.002274 | -0.002151 | -0.001872 | -0.001645 | -0.001555 | -0.001448 | -0.001343 | -0.00125 | -0.001165 | -0.001143 | -0.00103 | -0.001056 | -0.001017 | -0.000774 | -0.000888 | -0.00072 | -0.000661 | -0.000651 | -0.000479 | -0.000116 | 0 | 0.000565 | 0.000995 | 0.001372 | 0.001783 | 0.00188 | 0.002366 | 0.002639 | 0.002778 | 0.002878 | 0.00285 | 0.002963 | 0.00303
-0.005885 | -0.004496 | -0.0037 | -0.00319 | -0.002704 | -0.002511 | -0.00222 | -0.002008 | -0.001865 | -0.001747 | -0.001591 | -0.001483 | -0.001325 | -0.001311 | -0.001146 | -0.001151 | -0.001188 | -0.000815 | -0.001073 | -0.000921 | -0.000787 | -0.000679 | -0.000535 | -0.000167 | 0 | 0.000543 | 0.001013 | 0.001319 | 0.001763 | 0.001847 | 0.002283 | 0.002618 | 0.002756 | 0.00287 | 0.002893 | 0.003046 | 0.003056
-0.005562 | -0.004156 | -0.003389 | -0.002873 | -0.002437 | -0.002299 | -0.002031 | -0.001808 | -0.001665 | -0.001567 | -0.001501 | -0.001361 | -0.001154 | -0.00118 | -0.001045 | -0.001073 | -0.001101 | -0.000737 | -0.000919 | -0.000818 | -0.000756 | -0.000647 | -0.000483 | -0.000118 | 0 | 0.000504 | 0.000961 | 0.001363 | 0.001649 | 0.001793 | 0.002239 | 0.002454 | 0.00262 | 0.002802 | 0.002745 | 0.00294 | 0.003023
-0.005623 | -0.004255 | -0.003546 | -0.003013 | -0.002636 | -0.002442 | -0.002129 | -0.00189 | -0.00179 | -0.001613 | -0.001558 | -0.001409 | -0.001255 | -0.001174 | -0.001018 | -0.001127 | -0.001114 | -0.000723 | -0.000963 | -0.000815 | -0.000757 | -0.000691 | -0.000594 | -0.000138 | 0 | 0.000528 | 0.001041 | 0.001395 | 0.001691 | 0.001741 | 0.002268 | 0.002497 | 0.002635 | 0.002765 | 0.002732 | 0.002943 | 0.002995
-0.005594 | -0.004332 | -0.003613 | -0.00309 | -0.002731 | -0.002546 | -0.002294 | -0.002065 | -0.001949 | -0.001829 | -0.0017 | -0.001532 | -0.001313 | -0.00128 | -0.001264 | -0.001239 | -0.00119 | -0.000769 | -0.001047 | -0.000857 | -0.000794 | -0.000781 | -0.000564 | -6.4e-05 | 0 | 0.000593 | 0.001116 | 0.001502 | 0.001879 | 0.00186 | 0.002305 | 0.00252 | 0.002748 | 0.00277 | 0.002854 | 0.002899 | 0.002978

## CC_tcarray
0.017951 | 0.020489 | 0.021229 | 0.021517 | 0.021685 | 0.020814 | 0.02013 | 0.019335 | 0.018028 | 0.018368 | 0.016459 | 0.01583 | 0.01596 | 0.014768 | 0.013255 | 0.010285 | 0.010323 | 0.010045 | 0.006924 | 0.007607 | 0.004094 | 0.004108 | 0.002357 | 0.00068 | 0 | 0.000228 | -0.001319 | -0.003241 | -0.003206 | -0.004956 | -0.005847 | -0.007594 | -0.010675 | -0.010959 | -0.013021 | -0.015064 | -0.016435
0.012437 | 0.014642 | 0.01579 | 0.015855 | 0.015487 | 0.015439 | 0.015444 | 0.015262 | 0.014485 | 0.014386 | 0.01298 | 0.012372 | 0.011544 | 0.010606 | 0.011022 | 0.008855 | 0.00864 | 0.007145 | 0.005973 | 0.005987 | 0.003921 | 0.003286 | 0.002196 | 0.000395 | 0 | -4.2e-05 | -0.000575 | -0.001464 | -0.002458 | -0.003733 | -0.004829 | -0.005127 | -0.007924 | -0.008045 | -0.009778 | -0.012606 | -0.013527
0.00559 | 0.008015 | 0.009213 | 0.010062 | 0.009882 | 0.010265 | 0.01021 | 0.010341 | 0.009743 | 0.009615 | 0.009008 | 0.008601 | 0.008601 | 0.007554 | 0.007741 | 0.00594 | 0.005832 | 0.00494 | 0.004043 | 0.00366 | 0.001935 | 0.001966 | 0.002085 | -0.000277 | 0 | -0.00025 | -0.000944 | -0.002143 | -0.002575 | -0.003573 | -0.004686 | -0.005388 | -0.00718 | -0.00745 | -0.007956 | -0.010616 | -0.011609
0.002441 | 0.005014 | 0.005997 | 0.006486 | 0.006974 | 0.007011 | 0.007019 | 0.007182 | 0.006931 | 0.007152 | 0.006832 | 0.006295 | 0.006476 | 0.006303 | 0.006197 | 0.004864 | 0.004941 | 0.003882 | 0.003013 | 0.003513 | 0.001905 | 0.001809 | 0.000867 | 0.000143 | 0 | -0.000163 | -0.000244 | -0.001566 | -0.001752 | -0.002577 | -0.0028 | -0.003715 | -0.005469 | -0.005976 | -0.007264 | -0.008287 | -0.00938
0.003077 | 0.004808 | 0.005434 | 0.00584 | 0.005877 | 0.005886 | 0.005751 | 0.005589 | 0.00596 | 0.005905 | 0.005118 | 0.005003 | 0.005117 | 0.004064 | 0.004853 | 0.003317 | 0.003759 | 0.00351 | 0.002668 | 0.003139 | 0.001727 | 0.001619 | 0.00127 | 0.000479 | 0 | 0.000153 | -0.000381 | -0.000656 | -0.001137 | -0.001637 | -0.0023 | -0.002348 | -0.003635 | -0.003988 | -0.005551 | -0.007223 | -0.007828
-0.001723 | 0.000139 | 0.001218 | 0.001266 | 0.001437 | 0.001711 | 0.002225 | 0.002323 | 0.001959 | 0.002148 | 0.002381 | 0.002273 | 0.002564 | 0.002768 | 0.002822 | 0.001899 | 0.002174 | 0.001425 | 0.001043 | 0.001301 | 0.000568 | 0.00073 | 0.000283 | -0.000396 | 0 | -0.000164 | -0.000359 | -0.001304 | -0.001304 | -0.001907 | -0.002327 | -0.002729 | -0.004117 | -0.00437 | -0.004761 | -0.006371 | -0.007296
-0.001639 | 0.000286 | 0.001061 | 0.001416 | 0.001542 | 0.001814 | 0.001718 | 0.001834 | 0.002031 | 0.002119 | 0.0018 | 0.001727 | 0.002182 | 0.002092 | 0.002289 | 0.00144 | 0.001743 | 0.001679 | 0.001371 | 0.001719 | 0.001177 | 0.00112 | 0.000573 | -7.9e-05 | 0 | -0.0001 | 0.000127 | -0.000578 | -0.000549 | -0.001201 | -0.001549 | -0.001856 | -0.003143 | -0.003334 | -0.003919 | -0.005067 | -0.00569
-0.003949 | -0.001783 | -0.000812 | -0.000137 | 0.000133 | 0.000326 | 0.000475 | 0.000542 | 0.000759 | 0.001131 | 0.000839 | 0.001112 | 0.001202 | 0.00063 | 0.001808 | 0.000964 | 0.001312 | 0.001009 | 0.000957 | 0.00103 | 0.000879 | 0.000992 | 0.000328 | 0.000107 | 0 | 0.000409 | 0.000155 | -0.000139 | -0.00051 | -0.000915 | -0.001296 | -0.001608 | -0.002319 | -0.002599 | -0.003224 | -0.004541 | -0.00509
-0.005091 | -0.003186 | -0.00199 | -0.00166 | -0.001493 | -0.000888 | -0.000537 | -0.000263 | -0.000153 | -0.000411 | 0.000135 | 0.000245 | 0.00059 | 0.000706 | 0.001106 | 0.000403 | 0.000643 | 0.000671 | 0.000397 | 0.000751 | 0.000462 | 0.000405 | 0.000646 | -6.3e-05 | 0 | -6e-06 | 6.7e-05 | -0.000481 | -0.000544 | -0.000872 | -0.001311 | -0.00154 | -0.002264 | -0.002433 | -0.002854 | -0.003935 | -0.004317
-0.006251 | -0.004207 | -0.003076 | -0.002538 | -0.002159 | -0.00165 | -0.001506 | -0.001058 | -0.001023 | -0.000231 | -0.000634 | -0.000551 | -5.1e-05 | 0.000161 | 0.000769 | 0.000427 | 0.000718 | 0.000733 | 0.000363 | 0.000908 | 0.000684 | 0.000599 | 0.000268 | -5.9e-05 | 0 | 0.000336 | 0.000155 | -0.000243 | -0.000402 | -0.000752 | -0.000892 | -0.001246 | -0.001918 | -0.00217 | -0.002598 | -0.003271 | -0.003892
-0.007669 | -0.005897 | -0.004739 | -0.003982 | -0.003579 | -0.003196 | -0.002506 | -0.002257 | -0.001649 | -0.001591 | -0.001322 | -0.000971 | -0.000619 | -0.000667 | -3e-05 | -0.000401 | 0.000122 | -9.1e-05 | -0.000131 | 0.000412 | 7.8e-05 | 0.000211 | 0.000244 | -9.3e-05 | 0 | 5.1e-05 | 0.000147 | -7.1e-05 | -0.000414 | -0.000651 | -0.001014 | -0.001032 | -0.001557 | -0.001888 | -0.002141 | -0.003037 | -0.003376
-0.007569 | -0.005697 | -0.004621 | -0.003959 | -0.003645 | -0.003024 | -0.002621 | -0.002315 | -0.002209 | -0.001746 | -0.001466 | -0.001264 | -0.000867 | -0.000484 | -5.8e-05 | -0.000407 | 6.7e-05 | -0.000222 | 2e-05 | 0.000207 | 0.00025 | 0.000299 | 0.000411 | -0.000235 | 0 | 2e-05 | 0.000147 | -0.000454 | -0.000572 | -0.000901 | -0.000891 | -0.001252 | -0.001651 | -0.001631 | -0.001774 | -0.002585 | -0.00293
-0.007845 | -0.006064 | -0.004989 | -0.004245 | -0.0038 | -0.003451 | -0.003125 | -0.002647 | -0.002179 | -0.001822 | -0.001865 | -0.001569 | -0.000961 | -0.000909 | -0.00035 | -0.000568 | -9.7e-05 | 1e-05 | -8e-06 | 0.000541 | 0.000265 | 0.000238 | -1.8e-05 | 7.1e-05 | 0 | 0.000247 | 8.5e-05 | -0.000126 | -0.000114 | -0.000497 | -0.000774 | -0.000865 | -0.001274 | -0.0014 | -0.001801 | -0.002254 | -0.002618
-0.008108 | -0.006417 | -0.005198 | -0.004527 | -0.004141 | -0.003797 | -0.003065 | -0.002743 | -0.002395 | -0.002173 | -0.001788 | -0.001569 | -0.001108 | -0.001068 | -0.000436 | -0.000508 | -0.000344 | -0.000233 | -0.000141 | 0.000229 | 1.5e-05 | 0.000181 | 0.000247 | 9.2e-05 | 0 | 0.000218 | 0.000109 | -8.6e-05 | -0.000244 | -0.00045 | -0.000699 | -0.000712 | -0.001097 | -0.001096 | -0.001281 | -0.001938 | -0.002187
-0.008181 | -0.006243 | -0.005127 | -0.004635 | -0.004254 | -0.003616 | -0.003426 | -0.00295 | -0.002812 | -0.002451 | -0.002142 | -0.001885 | -0.001547 | -0.001134 | -0.000773 | -0.000977 | -0.000426 | -0.000267 | -0.000391 | -5e-06 | -7.2e-05 | -0.000151 | 0.000107 | -0.000239 | 0 | -2.4e-05 | 4.7e-05 | -0.000276 | -0.000385 | -0.000627 | -0.000739 | -0.000966 | -0.001054 | -0.001089 | -0.001238 | -0.001725 | -0.00209
-0.007041 | -0.005485 | -0.004425 | -0.003855 | -0.003241 | -0.003034 | -0.002809 | -0.002551 | -0.002182 | -0.001803 | -0.001902 | -0.001703 | -0.001215 | -0.001165 | -0.000604 | -0.000648 | -0.000282 | -0.000122 | -0.000189 | 0.000206 | 1e-06 | 0.000138 | -0.000115 | 0.0001 | 0 | 0.000259 | 0.000148 | -3.1e-05 | -0.000106 | -0.000337 | -0.000487 | -0.000584 | -0.000963 | -0.000843 | -0.001022 | -0.00147 | -0.001684
-0.007542 | -0.005932 | -0.004841 | -0.004273 | -0.003999 | -0.003577 | -0.003048 | -0.002815 | -0.002552 | -0.002333 | -0.002116 | -0.001792 | -0.001582 | -0.001313 | -0.000867 | -0.000955 | -0.000669 | -0.000448 | -0.000512 | -0.00038 | -0.000326 | -0.000193 | 3.5e-05 | -0.000199 | 0 | -9.2e-05 | 5.1e-05 | -0.000377 | -0.000406 | -0.000546 | -0.000663 | -0.000651 | -0.000875 | -0.000934 | -0.001068 | -0.001423 | -0.001601
-0.006774 | -0.005215 | -0.004259 | -0.003834 | -0.003486 | -0.003019 | -0.00286 | -0.002572 | -0.002389 | -0.002179 | -0.001918 | -0.001735 | -0.001469 | -0.00126 | -0.001033 | -0.000985 | -0.000682 | -0.000291 | -0.000344 | -0.000162 | -0.000118 | -0.000101 | 1e-05 | -6.9e-05 | 0 | 8.3e-05 | 7.1e-05 | -8.9e-05 | -0.000282 | -0.000541 | -0.000593 | -0.000539 | -0.000828 | -0.000626 | -0.000688 | -0.0011 | -0.001341
-0.005771 | -0.004453 | -0.00353 | -0.003066 | -0.002709 | -0.002592 | -0.002377 | -0.002154 | -0.00198 | -0.00173 | -0.001695 | -0.001561 | -0.001381 | -0.001278 | -0.000788 | -0.00075 | -0.000586 | -0.000354 | -0.000348 | -2.6e-05 | -0.000155 | -2.3e-05 | -0.000197 | -1.2e-05 | 0 | 0.000193 | 0.00014 | -2e-06 | -0.000133 | -0.000232 | -0.000304 | -0.000355 | -0.000542 | -0.000541 | -0.000681 | -0.000824 | -0.001013
-0.006598 | -0.005215 | -0.00415 | -0.003653 | -0.003462 | -0.003049 | -0.00263 | -0.002481 | -0.002221 | -0.002077 | -0.001854 | -0.001548 | -0.001372 | -0.001309 | -0.000904 | -0.000917 | -0.00062 | -0.000492 | -0.000423 | -0.000252 | -0.000244 | -0.000168 | 2.8e-05 | -0.000107 | 0 | -9.5e-05 | 2.5e-05 | -0.000262 | -0.000351 | -0.000549 | -0.000558 | -0.000482 | -0.000533 | -0.000537 | -0.000594 | -0.000875 | -0.001045
-0.005731 | -0.00446 | -0.003638 | -0.003315 | -0.002953 | -0.002602 | -0.002579 | -0.002336 | -0.002228 | -0.001983 | -0.00188 | -0.001709 | -0.0015 | -0.001344 | -0.001061 | -0.001004 | -0.000734 | -0.000441 | -0.00041 | -0.000175 | -0.000159 | -0.000132 | -2e-05 | -0.000189 | 0 | 4.4e-05 | 9.2e-05 | -4.5e-05 | -0.000254 | -0.00035 | -0.000401 | -0.000378 | -0.000555 | -0.000383 | -0.000404 | -0.000556 | -0.000793
-0.005238 | -0.004112 | -0.003232 | -0.002775 | -0.002519 | -0.002399 | -0.002113 | -0.001977 | -0.001839 | -0.001662 | -0.001651 | -0.001504 | -0.001362 | -0.001237 | -0.000857 | -0.000798 | -0.00061 | -0.000438 | -0.000422 | -8.8e-05 | -0.000169 | -6.9e-05 | -3.3e-05 | 3.8e-05 | 0 | 0.000293 | 0.000177 | 5.1e-05 | -4.4e-05 | -0.000146 | -0.000129 | -0.000121 | -0.000172 | -0.00019 | -0.000284 | -0.000498 | -0.000542
-0.005952 | -0.004672 | -0.003704 | -0.003328 | -0.003158 | -0.002766 | -0.002503 | -0.002346 | -0.002124 | -0.002044 | -0.001869 | -0.001583 | -0.001477 | -0.001324 | -0.001063 | -0.001047 | -0.000741 | -0.000479 | -0.000423 | -0.00028 | -0.000225 | -9.6e-05 | -3.9e-05 | -0.000178 | 0 | -7.1e-05 | 1.7e-05 | -0.000212 | -0.000255 | -0.000431 | -0.000494 | -0.000387 | -0.000412 | -0.000316 | -0.000284 | -0.000527 | -0.000603
-0.005224 | -0.004115 | -0.00336 | -0.003046 | -0.002758 | -0.00254 | -0.002514 | -0.002287 | -0.002196 | -0.001981 | -0.001875 | -0.001771 | -0.001532 | -0.001403 | -0.001202 | -0.001029 | -0.000737 | -0.000542 | -0.000479 | -0.000233 | -0.000277 | -0.000146 | -0.000123 | -0.000105 | 0 | 5.1e-05 | 5.4e-05 | -6.4e-05 | -0.00012 | -0.000297 | -0.000293 | -0.000164 | -0.000297 | -0.000217 | -0.000169 | -0.000259 | -0.000502
-0.004816 | -0.003794 | -0.002918 | -0.002622 | -0.002362 | -0.002225 | -0.001954 | -0.001865 | -0.001692 | -0.001509 | -0.001588 | -0.00134 | -0.001298 | -0.001101 | -0.000817 | -0.00084 | -0.000653 | -0.000451 | -0.000425 | -0.000111 | -0.000271 | -0.000119 | -7.6e-05 | -7e-06 | 0 | 7.8e-05 | 8.3e-05 | 3.3e-05 | -0.000151 | -0.000146 | -0.000162 | -0.000136 | -0.000111 | -6.5e-05 | -0.000189 | -0.000235 | -0.000287
-0.005149 | -0.003991 | -0.003195 | -0.002874 | -0.002704 | -0.002436 | -0.002279 | -0.002181 | -0.002058 | -0.001955 | -0.001766 | -0.001587 | -0.001549 | -0.001449 | -0.001147 | -0.001146 | -0.000811 | -0.000644 | -0.000532 | -0.000388 | -0.000284 | -0.000134 | -7.1e-05 | -9.9e-05 | 0 | -8.2e-05 | 5.9e-05 | -9.7e-05 | -0.000176 | -0.000287 | -0.000249 | -0.000139 | -0.000121 | -5e-06 | 4.6e-05 | -0.00015 | -0.000293
-0.00458 | -0.00363 | -0.002884 | -0.002616 | -0.002332 | -0.002224 | -0.002135 | -0.001958 | -0.001875 | -0.001733 | -0.001721 | -0.001628 | -0.001441 | -0.001321 | -0.001125 | -0.000968 | -0.00074 | -0.00055 | -0.000476 | -0.00028 | -0.00036 | -0.000244 | -0.000132 | -0.000168 | 0 | 0.000111 | 8.8e-05 | -1.5e-05 | -8.2e-05 | -0.000188 | -0.00011 | -0.000126 | -0.000198 | -2.1e-05 | 3.4e-05 | -3.6e-05 | -0.000188
-0.003931 | -0.002963 | -0.002183 | -0.001909 | -0.001748 | -0.001631 | -0.001475 | -0.001437 | -0.001295 | -0.001217 | -0.001275 | -0.001053 | -0.001047 | -0.000914 | -0.000647 | -0.000723 | -0.000613 | -0.000342 | -0.000378 | -0.000137 | -0.000227 | -7e-05 | -7.8e-05 | 1e-05 | 0 | 8.8e-05 | 0.000117 | -1.3e-05 | -0.000123 | -0.000104 | -0.000121 | -9e-06 | 3.5e-05 | 5.1e-05 | -9e-06 | -7.8e-05 | -8.3e-05
-0.004363 | -0.003309 | -0.002579 | -0.002371 | -0.002204 | -0.001945 | -0.001882 | -0.001798 | -0.001714 | -0.001644 | -0.001458 | -0.001388 | -0.001276 | -0.001313 | -0.001099 | -0.001066 | -0.000788 | -0.000563 | -0.000443 | -0.000404 | -0.000335 | -0.000221 | -9.3e-05 | -0.000141 | 0 | -3.5e-05 | 1.7e-05 | -4.3e-05 | -5.4e-05 | -0.000136 | -0.000106 | -6.5e-05 | 1.4e-05 | 0.000163 | 0.00022 | 6.7e-05 | -4.2e-05
-0.003085 | -0.002353 | -0.001685 | -0.001529 | -0.001363 | -0.001338 | -0.001327 | -0.001234 | -0.001226 | -0.00113 | -0.001178 | -0.00116 | -0.001038 | -0.001037 | -0.000835 | -0.000732 | -0.000637 | -0.000431 | -0.0004 | -0.000181 | -0.000218 | -0.000133 | -8.3e-05 | -0.000112 | 0 | 0.000138 | 0.000131 | 6.3e-05 | 2e-05 | -1.7e-05 | 7.5e-05 | 0.000105 | 6.4e-05 | 0.000197 | 0.000265 | 0.000237 | 0.00013
-0.003139 | -0.002316 | -0.001585 | -0.001394 | -0.00134 | -0.001173 | -0.001137 | -0.001098 | -0.001006 | -0.000956 | -0.001025 | -0.000871 | -0.000973 | -0.000887 | -0.000712 | -0.000844 | -0.000672 | -0.00045 | -0.000424 | -0.000246 | -0.000255 | -0.000129 | -9.5e-05 | -2.9e-05 | 0 | 9e-05 | 0.000108 | 3.6e-05 | 2.1e-05 | 8.3e-05 | 0.000126 | 0.000231 | 0.000231 | 0.000346 | 0.000299 | 0.000195 | 0.000215
-0.003121 | -0.002231 | -0.001577 | -0.001437 | -0.001324 | -0.001182 | -0.001125 | -0.001084 | -0.0011 | -0.001097 | -0.001015 | -0.000975 | -0.000956 | -0.000943 | -0.000841 | -0.000773 | -0.000542 | -0.000472 | -0.000366 | -0.000276 | -0.000217 | -0.000157 | -7.8e-05 | -0.000112 | 0 | -2.3e-05 | 4.3e-05 | 2e-06 | 7e-06 | 1e-06 | 0.000108 | 0.000159 | 0.000211 | 0.000327 | 0.000345 | 0.000257 | 0.000191
-0.002474 | -0.001778 | -0.001147 | -0.001017 | -0.000904 | -0.000927 | -0.000961 | -0.000907 | -0.00089 | -0.000841 | -0.000898 | -0.000907 | -0.000893 | -0.000832 | -0.000714 | -0.000675 | -0.000588 | -0.000457 | -0.000458 | -0.000211 | -0.000294 | -0.000143 | -0.000119 | -9.8e-05 | 0 | 9.8e-05 | 0.000118 | 7.5e-05 | 6.4e-05 | 0.0001 | 0.000205 | 0.000252 | 0.000257 | 0.000334 | 0.000389 | 0.000395 | 0.0003
-0.002557 | -0.001745 | -0.001061 | -0.000888 | -0.000854 | -0.000711 | -0.000676 | -0.000692 | -0.000598 | -0.000626 | -0.000668 | -0.000591 | -0.000656 | -0.000647 | -0.00056 | -0.000638 | -0.000553 | -0.000426 | -0.000391 | -0.000189 | -0.000184 | -8.4e-05 | -6.1e-05 | -5e-06 | 0 | 0.000119 | 0.000178 | 0.000121 | 0.000165 | 0.000211 | 0.000296 | 0.000421 | 0.000469 | 0.000542 | 0.000543 | 0.000443 | 0.000423
-0.002951 | -0.002097 | -0.001424 | -0.001246 | -0.001125 | -0.001021 | -0.000991 | -0.000921 | -0.000953 | -0.000922 | -0.000896 | -0.000878 | -0.00083 | -0.000849 | -0.000757 | -0.000733 | -0.000459 | -0.00046 | -0.000385 | -0.000294 | -0.000228 | -0.000132 | -9.1e-05 | -0.000118 | 0 | 1.6e-05 | 7.9e-05 | 4.6e-05 | 9.7e-05 | 0.000144 | 0.000232 | 0.000298 | 0.000359 | 0.000433 | 0.00045 | 0.000392 | 0.000368
-0.002545 | -0.001822 | -0.001136 | -0.000962 | -0.00083 | -0.000777 | -0.000784 | -0.000737 | -0.000662 | -0.000617 | -0.000643 | -0.000624 | -0.00065 | -0.000625 | -0.000525 | -0.000609 | -0.000514 | -0.000409 | -0.000386 | -0.000173 | -0.000199 | -9.2e-05 | -9.3e-05 | -1.8e-05 | 0 | 0.000111 | 0.000168 | 0.000141 | 0.000219 | 0.000294 | 0.000383 | 0.000428 | 0.000404 | 0.000468 | 0.000528 | 0.000498 | 0.000457
-0.002518 | -0.001596 | -0.000928 | -0.000761 | -0.000688 | -0.000591 | -0.000554 | -0.000522 | -0.00047 | -0.000467 | -0.000493 | -0.000488 | -0.000543 | -0.000563 | -0.000501 | -0.000534 | -0.000413 | -0.000367 | -0.000262 | -0.000186 | -0.000148 | -6.8e-05 | -2.5e-05 | -4e-06 | 0 | 8.4e-05 | 9.8e-05 | 7.9e-05 | 0.000148 | 0.00023 | 0.000314 | 0.000391 | 0.000463 | 0.000521 | 0.000541 | 0.000426 | 0.000401
-0.002812 | -0.001976 | -0.001286 | -0.00111 | -0.000978 | -0.000893 | -0.000868 | -0.00082 | -0.000842 | -0.00081 | -0.000824 | -0.000799 | -0.000752 | -0.000759 | -0.000685 | -0.000711 | -0.000565 | -0.000508 | -0.000447 | -0.000321 | -0.000266 | -0.000196 | -0.000137 | -0.000131 | 0 | 3.9e-05 | 0.000113 | 0.000101 | 0.000143 | 0.000227 | 0.000324 | 0.000349 | 0.000378 | 0.000477 | 0.000477 | 0.000437 | 0.000369
-0.002534 | -0.001656 | -0.000944 | -0.000717 | -0.000568 | -0.000473 | -0.000454 | -0.000408 | -0.000318 | -0.000285 | -0.000395 | -0.000357 | -0.000434 | -0.000461 | -0.000384 | -0.000476 | -0.00038 | -0.000272 | -0.000259 | -0.000122 | -0.000138 | -0.000106 | -4.6e-05 | -2.3e-05 | 0 | 9.1e-05 | 0.000112 | 0.000149 | 0.000172 | 0.000219 | 0.000337 | 0.000401 | 0.000336 | 0.000431 | 0.00046 | 0.000362 | 0.000357
-0.002571 | -0.001699 | -0.001001 | -0.000876 | -0.000816 | -0.000744 | -0.00069 | -0.000683 | -0.000636 | -0.000623 | -0.00063 | -0.000626 | -0.000666 | -0.000661 | -0.00058 | -0.000586 | -0.000481 | -0.000412 | -0.000316 | -0.000173 | -0.000107 | -8.9e-05 | -4.2e-05 | -2.1e-05 | 0 | 2.5e-05 | 7.6e-05 | 2e-05 | 0.0001 | 0.000159 | 0.000201 | 0.000266 | 0.000263 | 0.000341 | 0.000319 | 0.000279 | 0.000213
-0.001948 | -0.001148 | -0.000488 | -0.000303 | -0.000224 | -0.000135 | -0.000153 | -0.000111 | -9.8e-05 | -8.7e-05 | -9.4e-05 | -0.000111 | -0.000107 | -0.000142 | -0.000165 | -0.000269 | -0.000155 | -0.000182 | -0.000186 | -0.000103 | -9.4e-05 | -4.8e-05 | 3e-06 | -9e-06 | 0 | 3.6e-05 | 8.2e-05 | 6.2e-05 | 1.6e-05 | 2.4e-05 | 8.6e-05 | 0.000107 | 0.000103 | 0.00017 | 0.000164 | 0.000119 | 5.8e-05
-0.002005 | -0.001114 | -0.000419 | -0.000265 | -0.000162 | -8.6e-05 | -5.8e-05 | -8e-06 | 2.3e-05 | 2.4e-05 | -5.5e-05 | -8.1e-05 | -0.000172 | -0.000206 | -0.000182 | -0.000245 | -0.000172 | -0.000134 | -0.000116 | -2e-05 | -4.6e-05 | 9e-06 | 1e-05 | 3e-05 | 0 | 5.6e-05 | 4.7e-05 | -6e-06 | -2.3e-05 | -2.8e-05 | 3e-06 | 2.1e-05 | 2e-06 | 4.8e-05 | 4.9e-05 | -1.4e-05 | -7.5e-05
-0.001849 | -0.001013 | -0.000483 | -0.000347 | -0.000269 | -0.000195 | -0.000156 | -0.000174 | -0.00016 | -0.000181 | -0.000188 | -0.000159 | -0.000227 | -0.000183 | -0.00012 | -0.000174 | -0.000166 | -8.8e-05 | -0.000105 | -4.6e-05 | -8.3e-05 | -6e-06 | -1e-05 | -2e-06 | 0 | 6e-06 | -6.4e-05 | -0.000139 | -0.000166 | -0.000225 | -0.000247 | -0.000207 | -0.000273 | -0.000192 | -0.000202 | -0.000273 | -0.000348
-0.001842 | -0.001129 | -0.000595 | -0.000499 | -0.000403 | -0.000347 | -0.000342 | -0.000309 | -0.000273 | -0.000241 | -0.000286 | -0.000231 | -0.000222 | -0.000259 | -0.000222 | -0.000279 | -0.000212 | -0.000196 | -0.000183 | -0.000104 | -0.000122 | -0.000102 | -3.9e-05 | -5.3e-05 | 0 | -1.4e-05 | -4.7e-05 | -0.000206 | -0.000254 | -0.000383 | -0.000394 | -0.000382 | -0.000367 | -0.000367 | -0.000351 | -0.000417 | -0.000498
-0.001792 | -0.001112 | -0.000578 | -0.000464 | -0.000433 | -0.000406 | -0.000443 | -0.000425 | -0.000431 | -0.000364 | -0.000401 | -0.000382 | -0.00044 | -0.00046 | -0.000412 | -0.000468 | -0.000412 | -0.000292 | -0.000237 | -5.6e-05 | 5e-06 | 9.6e-05 | 7.6e-05 | 6e-06 | 0 | -3.5e-05 | -0.000139 | -0.000373 | -0.00053 | -0.000638 | -0.000686 | -0.000712 | -0.000717 | -0.000671 | -0.000645 | -0.000719 | -0.000809
-0.001946 | -0.00121 | -0.000733 | -0.000673 | -0.00057 | -0.000491 | -0.00049 | -0.000475 | -0.00045 | -0.000512 | -0.000569 | -0.000549 | -0.000493 | -0.000546 | -0.000506 | -0.000612 | -0.000505 | -0.000415 | -0.000441 | -0.00037 | -0.000414 | -0.000337 | -0.000229 | -0.000184 | 0 | -6.1e-05 | -0.000186 | -0.000432 | -0.000576 | -0.000694 | -0.000772 | -0.00083 | -0.00082 | -0.000783 | -0.000769 | -0.000831 | -0.000937
-0.00189 | -0.001219 | -0.000719 | -0.000557 | -0.000526 | -0.000494 | -0.000474 | -0.00046 | -0.00043 | -0.000399 | -0.000352 | -0.000317 | -0.000452 | -0.000448 | -0.000425 | -0.000463 | -0.000416 | -0.000398 | -0.000398 | -0.000262 | -0.000278 | -0.000105 | 2.7e-05 | -2e-06 | 0 | -3.8e-05 | -0.000135 | -0.000396 | -0.000671 | -0.000829 | -0.000862 | -0.000866 | -0.000922 | -0.00088 | -0.000854 | -0.000888 | -0.001034
-0.001996 | -0.00128 | -0.000775 | -0.000711 | -0.000625 | -0.000569 | -0.000538 | -0.000492 | -0.000412 | -0.000366 | -0.000451 | -0.000464 | -0.000458 | -0.000482 | -0.00045 | -0.000507 | -0.000379 | -0.00025 | -0.000164 | -3.1e-05 | -2e-05 | -4.4e-05 | -4.1e-05 | -1.3e-05 | 0 | -7.4e-05 | -0.000249 | -0.000556 | -0.000785 | -0.000971 | -0.001094 | -0.00115 | -0.001199 | -0.001122 | -0.001132 | -0.001164 | -0.001294
-0.002149 | -0.001496 | -0.000946 | -0.000786 | -0.000685 | -0.000623 | -0.00059 | -0.000585 | -0.000563 | -0.000492 | -0.000449 | -0.000345 | -0.000303 | -0.000275 | -0.000216 | -0.000322 | -0.000284 | -0.000273 | -0.000257 | -0.000125 | -0.000151 | -8.9e-05 | -1e-06 | -2e-05 | 0 | -0.00011 | -0.00032 | -0.000627 | -0.000932 | -0.001142 | -0.001255 | -0.001303 | -0.001347 | -0.001265 | -0.001265 | -0.001363 | -0.001457
-0.001912 | -0.001132 | -0.000571 | -0.00043 | -0.000333 | -0.000175 | -0.000125 | -5.6e-05 | 2.9e-05 | 8.3e-05 | 0.000111 | 0.000159 | 0.000159 | 0.000119 | 0.000102 | 4.6e-05 | 6e-05 | 0.000112 | 9.7e-05 | 0.000175 | 0.000115 | 0.000133 | 9.1e-05 | 3e-05 | 0 | -6.6e-05 | -0.000254 | -0.000596 | -0.000886 | -0.001168 | -0.001303 | -0.001315 | -0.001376 | -0.001356 | -0.001322 | -0.001401 | -0.001523
-0.001796 | -0.000969 | -0.00038 | -0.000256 | -0.000181 | -0.000117 | -5.2e-05 | 6e-06 | 2.8e-05 | 2e-06 | -3e-06 | 4e-06 | -4.8e-05 | -8.7e-05 | -3.4e-05 | -0.000131 | -0.000111 | -7e-05 | -3.7e-05 | 4e-06 | -2.2e-05 | 5e-05 | 8.8e-05 | 4.5e-05 | 0 | -0.000111 | -0.00033 | -0.000717 | -0.001031 | -0.001262 | -0.001418 | -0.001466 | -0.001508 | -0.001404 | -0.001408 | -0.001467 | -0.001642
-0.001777 | -0.001075 | -0.00052 | -0.000375 | -0.000273 | -0.000169 | -0.00014 | -0.000106 | -4.3e-05 | -1.3e-05 | -1e-05 | 2.6e-05 | 2.4e-05 | -2.3e-05 | -5e-05 | -0.000154 | -0.000108 | -9.2e-05 | -0.000134 | -2.1e-05 | -3.6e-05 | 2e-05 | 1.8e-05 | 2.7e-05 | 0 | -5.6e-05 | -0.000255 | -0.000628 | -0.000932 | -0.001171 | -0.001302 | -0.001358 | -0.001394 | -0.001343 | -0.001333 | -0.001404 | -0.001577
-0.001918 | -0.001074 | -0.000466 | -0.000287 | -0.000119 | -2.6e-05 | 2.6e-05 | 0.0001 | 0.000223 | 0.000288 | 0.000292 | 0.00031 | 0.00027 | 0.000177 | 0.000169 | 7.6e-05 | 0.000132 | 0.000157 | 0.000139 | 0.000175 | 9.6e-05 | 8.9e-05 | 5.2e-05 | 1.7e-05 | 0 | -0.000121 | -0.000394 | -0.000794 | -0.001154 | -0.001445 | -0.001596 | -0.001628 | -0.001737 | -0.001721 | -0.001695 | -0.001806 | -0.001888
-0.001363 | -0.000569 | 3.7e-05 | 0.000102 | 0.000164 | 0.000221 | 0.000226 | 0.000226 | 0.000263 | 0.000308 | 0.000318 | 0.000331 | 0.000324 | 0.00026 | 0.000251 | 0.000102 | 0.00017 | 0.000132 | 8.6e-05 | 0.000146 | 0.000132 | 0.000139 | 0.000131 | 8.9e-05 | 0 | -0.000128 | -0.000402 | -0.000768 | -0.001139 | -0.00136 | -0.001518 | -0.001581 | -0.001612 | -0.001542 | -0.001564 | -0.001683 | -0.001784
-0.00134 | -0.000557 | 6e-05 | 0.000186 | 0.000283 | 0.000361 | 0.000382 | 0.000417 | 0.000425 | 0.000511 | 0.000455 | 0.000509 | 0.000439 | 0.000333 | 0.000263 | 0.000111 | 0.000166 | 0.000164 | 8.6e-05 | 0.000179 | 0.000113 | 0.000131 | 0.000128 | 4.7e-05 | 0 | -7.5e-05 | -0.000337 | -0.000697 | -0.001124 | -0.001437 | -0.00152 | -0.001592 | -0.001673 | -0.001641 | -0.001635 | -0.001698 | -0.001835
-0.001142 | -0.000285 | 0.000292 | 0.000412 | 0.000484 | 0.000558 | 0.000564 | 0.000579 | 0.000653 | 0.00062 | 0.000606 | 0.00059 | 0.000509 | 0.000372 | 0.000369 | 0.000243 | 0.000247 | 0.000215 | 0.000169 | 0.000184 | 0.000168 | 0.000168 | 0.000104 | 5.6e-05 | 0 | -0.000101 | -0.000336 | -0.000756 | -0.001114 | -0.001351 | -0.001553 | -0.001642 | -0.001688 | -0.00166 | -0.001687 | -0.001764 | -0.001885
-0.000759 | -2e-05 | 0.000605 | 0.000723 | 0.000739 | 0.000766 | 0.000767 | 0.000765 | 0.00076 | 0.000741 | 0.000716 | 0.000747 | 0.000657 | 0.000577 | 0.000509 | 0.000332 | 0.000306 | 0.000272 | 0.00018 | 0.000229 | 0.000143 | 0.000142 | 0.000143 | 2.7e-05 | 0 | -0.00015 | -0.000467 | -0.00084 | -0.00117 | -0.001482 | -0.001616 | -0.00174 | -0.001742 | -0.001703 | -0.001744 | -0.001785 | -0.001946
-0.000614 | 0.000133 | 0.000689 | 0.000799 | 0.000868 | 0.000952 | 0.000903 | 0.000931 | 0.000962 | 0.00098 | 0.000946 | 0.000933 | 0.000821 | 0.00064 | 0.000556 | 0.000373 | 0.000399 | 0.000386 | 0.000295 | 0.000323 | 0.000258 | 0.000248 | 0.000125 | 0.000124 | 0 | -0.000112 | -0.000355 | -0.000807 | -0.001144 | -0.001451 | -0.001575 | -0.001612 | -0.001724 | -0.001731 | -0.001674 | -0.001777 | -0.001946
-0.000478 | 0.000329 | 0.00092 | 0.000988 | 0.001048 | 0.001027 | 0.001062 | 0.001036 | 0.001049 | 0.001012 | 0.00095 | 0.000921 | 0.000788 | 0.000657 | 0.000607 | 0.000433 | 0.000392 | 0.000319 | 0.000257 | 0.000332 | 0.00025 | 0.00021 | 0.00019 | 9.9e-05 | 0 | -0.000108 | -0.000369 | -0.000756 | -0.001058 | -0.001368 | -0.00152 | -0.001611 | -0.001706 | -0.001641 | -0.001701 | -0.001765 | -0.001902
-8.1e-05 | 0.000609 | 0.001214 | 0.001298 | 0.001259 | 0.001316 | 0.001275 | 0.001243 | 0.001214 | 0.001194 | 0.001117 | 0.001138 | 0.001014 | 0.000867 | 0.00074 | 0.000536 | 0.000499 | 0.000464 | 0.000359 | 0.000386 | 0.000281 | 0.000296 | 0.00018 | 0.000108 | 0 | -0.000151 | -0.00041 | -0.000846 | -0.001251 | -0.001433 | -0.001595 | -0.001724 | -0.001783 | -0.001787 | -0.001703 | -0.001851 | -0.001962
-6.3e-05 | 0.000727 | 0.001284 | 0.001364 | 0.001452 | 0.00146 | 0.001353 | 0.00131 | 0.001304 | 0.001282 | 0.001236 | 0.001143 | 0.001017 | 0.000783 | 0.000682 | 0.00051 | 0.000572 | 0.000471 | 0.000342 | 0.00037 | 0.000266 | 0.000236 | 0.000192 | 0.000132 | 0 | -7.5e-05 | -0.000356 | -0.000757 | -0.001091 | -0.001397 | -0.001523 | -0.001605 | -0.001712 | -0.001645 | -0.001729 | -0.001763 | -0.001899
-1.3e-05 | 0.000717 | 0.001321 | 0.001315 | 0.001355 | 0.001294 | 0.001312 | 0.001287 | 0.001266 | 0.001211 | 0.001128 | 0.001096 | 0.001005 | 0.000843 | 0.000837 | 0.000622 | 0.000557 | 0.000448 | 0.000374 | 0.000442 | 0.000324 | 0.000253 | 0.000213 | 0.000133 | 0 | -8.5e-05 | -0.000365 | -0.000746 | -0.001002 | -0.001288 | -0.001491 | -0.001531 | -0.001697 | -0.001631 | -0.001678 | -0.001817 | -0.001882
0.000202 | 0.000902 | 0.001469 | 0.001541 | 0.001493 | 0.001528 | 0.00144 | 0.001301 | 0.001314 | 0.001231 | 0.001174 | 0.001097 | 0.000971 | 0.000808 | 0.000661 | 0.000514 | 0.000433 | 0.00044 | 0.000301 | 0.000301 | 0.000282 | 0.000243 | 0.000201 | 5.7e-05 | 0 | -8.7e-05 | -0.000332 | -0.000747 | -0.001084 | -0.001344 | -0.001422 | -0.001528 | -0.001601 | -0.001637 | -0.00162 | -0.001699 | -0.00184
-0.00013 | 0.000663 | 0.001215 | 0.001243 | 0.001325 | 0.001289 | 0.00119 | 0.0012 | 0.001118 | 0.001131 | 0.001085 | 0.000992 | 0.000848 | 0.000684 | 0.000612 | 0.000421 | 0.000505 | 0.000395 | 0.000279 | 0.000311 | 0.000231 | 0.000185 | 0.000149 | 7.3e-05 | 0 | -0.000188 | -0.000384 | -0.000706 | -0.001023 | -0.001286 | -0.001383 | -0.001516 | -0.001579 | -0.001561 | -0.001627 | -0.001684 | -0.001867
-0.000342 | 0.000455 | 0.001144 | 0.001211 | 0.001235 | 0.00125 | 0.001266 | 0.001204 | 0.001194 | 0.001148 | 0.001064 | 0.001071 | 0.000927 | 0.000754 | 0.000772 | 0.000572 | 0.000449 | 0.000426 | 0.000342 | 0.000365 | 0.00022 | 0.000257 | 0.000217 | 4.1e-05 | 0 | -0.000149 | -0.000361 | -0.000722 | -0.001027 | -0.001229 | -0.001445 | -0.001507 | -0.001654 | -0.001596 | -0.001606 | -0.001726 | -0.001831
-4.4e-05 | 0.000651 | 0.001214 | 0.001226 | 0.001181 | 0.001207 | 0.00108 | 0.001028 | 0.000972 | 0.000949 | 0.000889 | 0.000872 | 0.000748 | 0.000625 | 0.000552 | 0.00039 | 0.000479 | 0.000451 | 0.000339 | 0.000291 | 0.000226 | 0.000206 | 0.000236 | 0.000145 | 0 | -8.3e-05 | -0.000209 | -0.000613 | -0.000863 | -0.001171 | -0.001252 | -0.001285 | -0.001418 | -0.001349 | -0.001383 | -0.00153 | -0.001622
1e-06 | 0.000826 | 0.001419 | 0.001437 | 0.001507 | 0.001449 | 0.001327 | 0.001298 | 0.001247 | 0.001271 | 0.0011 | 0.001068 | 0.000954 | 0.000679 | 0.000765 | 0.000542 | 0.000527 | 0.000496 | 0.000379 | 0.000444 | 0.000348 | 0.000325 | 0.000225 | 0.0001 | 0 | -7.3e-05 | -0.000301 | -0.000637 | -0.000913 | -0.001125 | -0.00122 | -0.001337 | -0.00142 | -0.001392 | -0.001429 | -0.001609 | -0.001689
-0.000171 | 0.000594 | 0.001263 | 0.001298 | 0.001265 | 0.001279 | 0.001229 | 0.00118 | 0.001148 | 0.001081 | 0.001042 | 0.001008 | 0.000808 | 0.000735 | 0.000687 | 0.000533 | 0.000442 | 0.000478 | 0.000371 | 0.000311 | 0.000219 | 0.000249 | 0.000154 | 6.6e-05 | 0 | -0.000121 | -0.000342 | -0.000615 | -0.000775 | -0.001044 | -0.001215 | -0.001214 | -0.001318 | -0.001256 | -0.001357 | -0.001527 | -0.001587
0.000115 | 0.000836 | 0.001385 | 0.001384 | 0.001349 | 0.001363 | 0.001204 | 0.001117 | 0.001111 | 0.00109 | 0.000945 | 0.000894 | 0.000758 | 0.000566 | 0.000562 | 0.000356 | 0.000482 | 0.000459 | 0.000266 | 0.000361 | 0.00025 | 0.000217 | 0.00018 | 8e-06 | 0 | -0.00019 | -0.000279 | -0.000565 | -0.000915 | -0.001036 | -0.001135 | -0.001202 | -0.00125 | -0.001246 | -0.001253 | -0.00137 | -0.001482
0.000102 | 0.000857 | 0.001463 | 0.001527 | 0.001597 | 0.001465 | 0.001411 | 0.001345 | 0.001272 | 0.001217 | 0.00111 | 0.001094 | 0.000963 | 0.000802 | 0.000837 | 0.000629 | 0.000572 | 0.000565 | 0.000354 | 0.000445 | 0.000302 | 0.000183 | 0.000187 | 0.00016 | 0 | -5.2e-05 | -0.000195 | -0.000438 | -0.00069 | -0.000806 | -0.000866 | -0.000944 | -0.001075 | -0.001132 | -0.001138 | -0.001234 | -0.001352
9e-05 | 0.000832 | 0.00148 | 0.001453 | 0.001328 | 0.001373 | 0.001291 | 0.00122 | 0.001216 | 0.001169 | 0.001056 | 0.001043 | 0.000948 | 0.000726 | 0.000688 | 0.000449 | 0.000392 | 0.000491 | 0.000359 | 0.000361 | 0.000279 | 0.000311 | 0.000308 | 5.5e-05 | 0 | -5.2e-05 | -0.000165 | -0.000477 | -0.000566 | -0.000724 | -0.000878 | -0.000917 | -0.000996 | -0.000917 | -0.000947 | -0.001095 | -0.001205
0.000707 | 0.001425 | 0.001987 | 0.002043 | 0.00205 | 0.001971 | 0.001713 | 0.001691 | 0.001532 | 0.001482 | 0.001359 | 0.001184 | 0.000991 | 0.000819 | 0.000797 | 0.000617 | 0.000614 | 0.000582 | 0.000385 | 0.000434 | 0.00026 | 0.000265 | 0.000181 | 6.2e-05 | 0 | -0.000105 | -0.000268 | -0.000445 | -0.000603 | -0.00082 | -0.000823 | -0.000837 | -0.000994 | -0.000989 | -0.000988 | -0.001153 | -0.001191
0.000462 | 0.001263 | 0.001876 | 0.001872 | 0.001853 | 0.001792 | 0.001703 | 0.001556 | 0.001493 | 0.00143 | 0.001277 | 0.00119 | 0.001001 | 0.000893 | 0.000894 | 0.000633 | 0.000601 | 0.000551 | 0.000391 | 0.000457 | 0.000192 | 0.000252 | 0.000252 | 2.8e-05 | 0 | 6e-06 | -0.000166 | -0.00042 | -0.000491 | -0.000582 | -0.000713 | -0.000696 | -0.000846 | -0.00087 | -0.000853 | -0.001016 | -0.00111
0.001178 | 0.00188 | 0.002427 | 0.002401 | 0.002312 | 0.00228 | 0.002114 | 0.001959 | 0.001885 | 0.001727 | 0.001552 | 0.001435 | 0.001196 | 0.001005 | 0.000873 | 0.00061 | 0.000606 | 0.000683 | 0.000413 | 0.000487 | 0.000246 | 0.000287 | 0.000204 | 6.4e-05 | 0 | -0.000192 | -0.000152 | -0.000473 | -0.000574 | -0.000767 | -0.000789 | -0.000774 | -0.000912 | -0.000841 | -0.000934 | -0.001169 | -0.001182
0.001086 | 0.001789 | 0.002323 | 0.002332 | 0.002276 | 0.002172 | 0.002038 | 0.001829 | 0.001712 | 0.001631 | 0.001406 | 0.001314 | 0.001164 | 0.000889 | 0.000842 | 0.000648 | 0.000722 | 0.000628 | 0.000489 | 0.000503 | 0.000246 | 0.000193 | 0.00021 | -3.5e-05 | 0 | -9.1e-05 | -0.000231 | -0.000315 | -0.000495 | -0.000661 | -0.000548 | -0.000829 | -0.000892 | -0.000854 | -0.000804 | -0.001028 | -0.001094
0.001148 | 0.001966 | 0.002651 | 0.002669 | 0.002621 | 0.002527 | 0.00238 | 0.002271 | 0.002166 | 0.002067 | 0.001831 | 0.001641 | 0.001358 | 0.00113 | 0.00111 | 0.000873 | 0.000769 | 0.00079 | 0.000567 | 0.00057 | 0.000275 | 0.000316 | 0.000385 | 0.000209 | 0 | -2.7e-05 | -0.000134 | -0.000369 | -0.0005 | -0.000562 | -0.000637 | -0.000676 | -0.000829 | -0.000854 | -0.000884 | -0.001013 | -0.001056
0.001666 | 0.002278 | 0.002797 | 0.002699 | 0.002602 | 0.002498 | 0.002279 | 0.002132 | 0.002071 | 0.00187 | 0.001666 | 0.001623 | 0.001348 | 0.001071 | 0.00111 | 0.000858 | 0.000766 | 0.00077 | 0.000516 | 0.000538 | 0.000381 | 0.000345 | 0.000248 | 0.000114 | 0 | -0.000139 | -0.00016 | -0.000357 | -0.00042 | -0.00057 | -0.000697 | -0.000637 | -0.00092 | -0.000815 | -0.000924 | -0.001038 | -0.001089
0.001645 | 0.002348 | 0.002959 | 0.002959 | 0.002882 | 0.002785 | 0.00256 | 0.002379 | 0.002217 | 0.002027 | 0.001793 | 0.001632 | 0.001424 | 0.001197 | 0.001126 | 0.000822 | 0.00085 | 0.000806 | 0.000555 | 0.00051 | 0.000233 | 0.000242 | 0.000168 | 3e-06 | 0 | -0.000146 | -0.00034 | -0.000468 | -0.000589 | -0.000679 | -0.000706 | -0.000883 | -0.001035 | -0.001018 | -0.000959 | -0.001152 | -0.001264
0.001446 | 0.002183 | 0.002833 | 0.00282 | 0.002723 | 0.002658 | 0.002512 | 0.002401 | 0.002253 | 0.002306 | 0.001963 | 0.001795 | 0.00151 | 0.001256 | 0.001253 | 0.000898 | 0.000826 | 0.000876 | 0.000584 | 0.000705 | 0.000338 | 0.0004 | 0.000446 | 0.000162 | 0 | -5e-05 | -8.5e-05 | -0.000357 | -0.000497 | -0.000585 | -0.000625 | -0.000607 | -0.000764 | -0.000828 | -0.000927 | -0.001048 | -0.001175
0.001798 | 0.00251 | 0.003131 | 0.003027 | 0.002883 | 0.002837 | 0.002594 | 0.002389 | 0.002268 | 0.001988 | 0.001872 | 0.001665 | 0.001306 | 0.001118 | 0.001122 | 0.000862 | 0.000933 | 0.000811 | 0.000608 | 0.000583 | 0.00033 | 0.000322 | 0.000275 | -2.4e-05 | 0 | -0.000155 | -0.000253 | -0.000412 | -0.000522 | -0.000753 | -0.000743 | -0.000911 | -0.001081 | -0.001079 | -0.001099 | -0.001295 | -0.00128
0.00181 | 0.002494 | 0.003085 | 0.003084 | 0.003004 | 0.002854 | 0.002639 | 0.002526 | 0.002432 | 0.00222 | 0.00204 | 0.001796 | 0.001549 | 0.001345 | 0.001299 | 0.001024 | 0.001002 | 0.000955 | 0.000726 | 0.000651 | 0.000372 | 0.000489 | 0.000334 | 8.1e-05 | 0 | -9.9e-05 | -0.000275 | -0.000549 | -0.000663 | -0.000862 | -0.000874 | -0.000966 | -0.001159 | -0.001124 | -0.001149 | -0.001365 | -0.001422
0.001429 | 0.002133 | 0.002805 | 0.002762 | 0.002647 | 0.002525 | 0.002356 | 0.002213 | 0.00209 | 0.001971 | 0.001773 | 0.001633 | 0.001261 | 0.001059 | 0.001124 | 0.0007 | 0.000737 | 0.000734 | 0.000499 | 0.000678 | 0.000317 | 0.000396 | 0.000328 | 1.4e-05 | 0 | -0.000142 | -0.00022 | -0.000466 | -0.000593 | -0.00073 | -0.000878 | -0.000961 | -0.00108 | -0.001047 | -0.001114 | -0.00131 | -0.001397
0.00215 | 0.002846 | 0.00346 | 0.003465 | 0.003345 | 0.003346 | 0.003172 | 0.002874 | 0.002771 | 0.002634 | 0.002409 | 0.002255 | 0.002032 | 0.001733 | 0.001759 | 0.001434 | 0.001554 | 0.001238 | 0.001074 | 0.000963 | 0.000578 | 0.00054 | 0.000461 | 0.000284 | 0 | -0.000137 | -0.000155 | -0.000467 | -0.000657 | -0.000814 | -0.000873 | -0.001014 | -0.00133 | -0.001296 | -0.001293 | -0.001468 | -0.001472